## Labour cost Escalation Factor
Methodology Adopted for escalation factor calculation in JBVNL Cost Data Book 2016-17 | Labour Category | Rate as per notification no. 1334 dtd. 28/08/2014 (w.e.f. 01st Oct 2014) |  |  | Rates as per Labour, Planning , Training and Skills Development department of Government of Jharkhand Notification No.2/MW-20-02/2015 L & E -1467 Ranchi, dated 14/08/15 (Basic minimum daily wages w.e.f. 14th August 2015) & No.2/MW-2071/2010 L & T -580 Ranchi, dated 31/03/16 (VDA w.e.f. 1st April 2016) |  |  | Percent rise in labour rate (over 2014 rates)
|  | Basic Minimum | VDA | Total Minimum | Basic Minimum | VDA | Total Minimum
| Unskilled | 127 | 51.67 | 178.67 | 210 | 11.61 | 221.61 | 24.03%
| Semi-skilled | 134 | 51.67 | 185.67 | 220 | 12.16 | 232.16 | 25.04%
| Skilled | 163 | 64.29 | 227.29 | 290 | 16.03 | 306.03 | 34.64%
| Highly-skilled | 198 | 77.71 | 275.71 | 335 | 18.52 | 353.52 | 28.22%
| Clerical | 140 | 51.67 | 191.67 | 290 | 16.03 | 306.03 | 59.67%
| Average (INCLUDING revision in clerical rate) | [6 empty] | 34.32%
| Average * | [6 empty] | 27.98%
* Additional 10% escalation above the 27.98% shall be applicable for deep interior LWE affected blocks/areas on the approval of respective SP and DC office.

## Individual Indexing Cal.
ESCALATION RATE CALCULATION FROM INFLATION INDICES
COMMODITY | Wholesale Price Index (WPI) |  |  | Consumer Price Index (CPI) |  |  | Consolidated Index (60% weightage to WPI and 40% weightage to CPI) |  |  | Escalation Rate (in %)
| 2014-04-01 | 2015-04-01 | 2016-04-01 | 2014-04-01 | 2015-04-01 | 2016-04-01 | 2014-04-01 | 2015-04-01 | 2016-04-01 | 2015-2016 | 2014-2016
Aluminium | 141 | 143.2 | 135 | 242 | 256 | 271 | 181.4 | 188.32 | 189.4 | 0.5735% | 4.41%
Steel | 135.1 | 130.1 | 123.9 | 242 | 256 | 271 | 177.86 | 180.46 | 182.74 | 1.263% | 2.744%
Cement And Lime | 162.7 | 175.2 | 176.9 | 242 | 256 | 271 | 194.42 | 207.52 | 214.54 | 3.383% | 10.35%
Copper Wire (All Types) | 280.4 | 278.5 | 278.5 | 242 | 256 | 271 | 265.04 | 269.5 | 275.5 | 2.226% | 3.947%
Dollar Prices | 59.6463 | 62.7532 | 66.4695 |  |  |  | 59.6463 | 62.7532 | 66.4695 | 5.922% | 11.44%
AVERAGE | [9 empty] | 2.674% | 6.578%
All India Consumer Price Index For Industrial Workers |  |  |  | 242 | 256 | 271 | 242 | 256 | 271
[6 empty] | WPI | 60%
[6 empty] | CPI | 40%
Note on A11: Author: Base 2001=100 Source: http://labourbureau.nic.in/indtab.html

## Material List
1
|  | JBVNL COST DATA BOOK 2016-17 | [5 empty] | Escalation factor Used | For 2 year | 6.578%
[9 empty] | For 1 year | 2.674%
S.No. | Item Code. | Name of Material/Equipment | Unit | Per unit Weight (in KG) | Unit Rate in INR per Kg | Category of Material (Existing / New) | Procurement Source HO: Head Office RO: Regional Office | Consultant M/s Feedback Infra Pvt. Ltd. Recommendation |  |  |  |  | Cost Data Committee Recommendation |  | Turnkey Rates
[15 empty] | <5 Crore project Value | >5 Crore Project Value
[8 empty] | Reference Rates (in INR) | Multiplication Factor | Escalation Rate (as per PO date) | Final Rates (in INR) | Comments | Rates (in INR) | Comments |  |  | Updated rates | Updated rates 2
A | B | C | D | E | F | G | H | I | J | K | L | M | N | O | P | Q
1 | 166.3 | Rail Pole 60 kgs per mtr 13 meter | Nos. |  |  | Existing | HO | 30156.75 | 1 | 0% | 30156.75 | Head Office Rate (Latest May 2016) | 30156.75 | Approved | 35584.965 | 37997.505 | 30156.75 |  | 0.5735% | 1.263% | 3.383% | 2.226% | 5.922% | 2015-16
2 | 166.1 | Rail Pole 52 Kg 13 meter | Nos. |  |  | Existing | HO | 32894.2614 | 1.0126 | 1.263% | 33309.86 | Head Office Rate (Old March 2015) INR 25,650 is proportionate | 33309.86 | Approved | 39305.6348 | 41970.4235 | 30156.75 |  | 4.41% | 2.744% | 10.35% | 3.947% | 11.44% | 2014-16
3 | A.433 | RS Joist Pole 9.3 meter (175x85mm) 19.6 kgs per mtr | Nos. |  |  | New | HO | 11848.2 | 1.0126 | 1.263% | 11997.8946 | Nearest state rate (Dept. of Energy (Odisha) 2015-16) | 11997.8946 | Approved | 14157.5157 | 15117.3473
4 | A.435 | RS Joist Pole 9 meter (116x100mm) 23 kgs per mtr | Nos. |  |  | New | HO | 13455 | 1.0126 | 1.263% | 13624.9956 | Nearest state rate (Dept. of Energy (Odisha) 2015-16) | 13624.9956 | Approved | 16077.4948 | 17167.4944
5 | A.434 | H Beam Pole 11 meters (152x152mm) 37.1 kgs per mtr | Nos. |  |  | New | HO | 22236.5 | 1.0126 | 1.263% | 22517.4444 | Nearest state rate (Dept. of Energy (Odisha) 2015-16) | 22517.4444 | Approved | 26570.5843 | 28371.9799
6 | 164.1 | PSC Pole 400 KG W.L (9 mtr.) | Nos. |  |  | Existing | RO | 4599.195 | 1.0338 | 3.383% | 4754.7769 | Average of 2 area boards rates | 4754.7769 | Approved | 5610.6367 | 5991.0189 | 4930
7 | 165.1 | PSC Pole 200 KG W.L (8 mtr.) | Nos. |  |  | Existing | HO, RO | 2588.81 | 1.0338 | 3.383% | 2676.3844 | Head Office Rate | 2676.3844 | Approved | 3158.1336 | 3372.2444 | 2588.81 |  |  |  | MS PLATE
8 | 167.1 | Steel Tubular Pole (SP-55 227 kgs) of 11meter | Nos. |  |  | Existing | HO | 14638 | 1.0274 | 2.744% | 15039.6273 | 2014-15 with escalation | 15039.6273 | Approved | 17746.7603 | 18949.9305 |  |  |  | 157 | kg/sq. meter
9 | A.436 | Steel Tubular Pole (SP-72 343 kgs) of 13meter | Nos. |  |  | Existing | HO | 21474 | 1.0126 | 1.263% | 21745.3107 | Nearest state rate (CSPDCL (Chattisgarh) 2015-16) | 21745.3107 | Approved | 25659.4666 | 27399.0914 | 18084.53 | 15051.07
10 | A.156 | GI Base Plate for 33KV (500x500x10 mm) Avg weight 19.6kg/plate | Nos. |  |  | New | RO | 1284 | 1 | 0% | 1284 | Calculated on the basis of GI item rate @ INR 65.4 per kg rate of galvanized fabricated item (latest procurement rate of JBVNL) | 1284 | Approved | 1515.12 | 1617.84 |  |  |  | 0.000157 | kg/sq. mm
11 | 119.1 | Stone Base plate for 11 KV, DSS, LT | Nos. |  |  | Existing | RO | 272.5 | 1.0338 | 3.383% | 281.7181 | Average of 2 area boards rates | 281.7181 | Approved | 332.4274 | 354.9649
12 | 20.1 | ACSR Panther Conductor (232 sq. mm) | KMs |  |  | Existing | HO | 160465.15 | 1.0441 | 4.41% | 167541.8931 | 2014-15 with escalation | 167541.8931 | Approved | 197699.4339 | 211102.7853 | 129664.78 |  | Dia | 165.1 | mm | 82.55 | 21417.0079 | sq.mm
13 | 21.1 | ACSR Wolf Conductor (150 sq. mm) | KMs |  |  | Existing | HO | 104096.82 | 1.0441 | 4.41% | 108687.639 | 2014-15 with escalation | 108687.639 | Approved | 128251.414 | 136946.4251 | 93855.29 |  | thinkness 20 | 20 | mm
14 | 22.1 | ACSR Dog conductor (100 sq. mm) | KMs |  |  | Existing | HO | 64020.53 | 1.0441 | 4.41% | 66843.9271 | 2014-15 with escalation | 66843.9271 | Approved | 78875.834 | 84223.3482 | 55790.75 | [5 empty] | 3.3625 | kg/piece
15 | 23.1 | ACSR Racoon conductor (80 sq. mm) | KMs |  |  | Existing | HO | 37831 | 1.0126 | 1.263% | 38308.9712 | Head Office Rate | 38308.9712 | Approved | 45204.586 | 48269.3037 | [6 empty] | 3.36
16 | A.183 | ACSR Rabbit Conductor (55 mm2) | KMs |  |  | Existing | HO | 28083.94 | 1 | 0% | 28083.94 | Head Office latest procurement Rate (NIT number 374/PR/JBVNL/2015-16) | 28083.94 | Approved | 33139.0492 | 35385.7644 | 28083.94
17 | 24.1 | ACSR Weasel conductor (34 sq. mm) | KMs |  |  | Existing | HO | 19900 | 1.0126 | 1.263% | 20151.4241 | Head Office Rate | 20151.4241 | Approved | 23778.6805 | 25390.7944 | 19900
18 | 87.1 | 33 KV Pin Insulator with Pin (Porcelain type) | Nos. |  |  | Existing | RO | 495.2 | 1.0267 | 2.674% | 508.4399 | Average of 5 area boards rates | 508.4399 | Approved | 599.9591 | 640.6343
19 | 99.1 | 33 KV Pin Insulator with Pin (Polymer) | Nos. |  |  | Existing | RO | 438.45 | 1.0267 | 2.674% | 450.1726 | Average of 3 area boards rates | 450.1726 | Approved | 531.2037 | 567.2175
20 | A.186 | 33 KV Pin Insulator (Porcelain Type) | Nos. |  |  | New | RO | 362 | 1.0338 | 3.383% | 374.2458 | Nearest state rate (Dept. of Energy (Odisha) 2015-16) | 374.2458 | Approved | 441.61 | 471.5497 |  | 0
21 | 88.1 | 33 KV pin | Nos. |  |  | New | RO | 200 | 1.0126 | 1.263% | 202.5269 | Nearest state rate (Dept. of Energy (Odisha) 2015-16) | 202.5269 | Approved | 238.9817 | 255.1839
22 | 89.2 | 33 KV Disc. Insulator (Porcelain Type) 70 KN with H/W fitting | Nos. |  |  | Existing | RO | 559.75 | 1.0267 | 2.674% | 574.7158 | Average of 4 area boards rates | 574.7158 | Approved | 678.1646 | 724.1419
23 | 100.1 | 33 kV Disc Insulator (Polymer Type) 70 KN with H/W fitting | Nos. |  |  | Existing | RO | 643.4533 | 1.0267 | 2.674% | 660.6571 | Average of 3 area boards rates | 660.6571 | Approved | 779.5753 | 832.4279 | 533.97
24 | A.187 | 33 KV Disc Insulator (Porcelain Type) 70 KN | Nos. |  |  | New | RO | 409 | 1.0338 | 3.383% | 422.8357 | Nearest state rate (Dept. of Energy (Odisha) 2015-16) | 422.8357 | Approved | 498.9461 | 532.773 |  | 0
25 | 90.1 | 33 KV Disc H/W fitting (Porcelain Type) 70 KN | Nos. |  |  | New | RO | 255.2004 | 1.0126 | 1.263% | 258.4247 | Nearest state rate (CSPDCL (Chattisgarh) 2015-16) | 258.4247 | Approved | 304.9411 | 325.6151
26 | 91.1 | 11 KV Pin Insulator with Pin (Porcelain Type) | Nos. |  |  | Existing | RO | 150.12 | 1.0267 | 2.674% | 154.1337 | Average of 5 area boards rates | 154.1337 | Approved | 181.8778 | 194.2085 | 170
27 | 101.1 | 11 KV Pin Insulator with Pin (Polymer Type) | Nos. |  |  | Existing | RO | 150.6667 | 1.0267 | 2.674% | 154.695 | Average of 3 area boards rates | 154.695 | Approved | 182.5401 | 194.9157 | 170 | 178.98 | 390.64
28 | A.188 | 11 KV Pin insulator (Porcelain Type) | Nos. |  |  | New | RO | 85 | 1.0338 | 3.383% | 87.8754 | Nearest state rate (Dept. of Energy (Odisha) 2015-16) | 87.8754 | Approved | 103.693 | 110.723 |  | 0
29 | A.189 | 11 KV Pin | Nos. |  |  | New | RO | 59.9256 | 1.0126 | 1.263% | 60.6827 | Nearest state rate (CSPDCL (Chattisgarh) 2015-16) | 60.6827 | Approved | 71.6056 | 76.4602
30 | 93.3 | 11 KV Disc Insulator (Porcelain Type) 45 KN with H/W | Nos. |  |  | Existing | RO | 330.436 | 1.0267 | 2.674% | 339.2707 | Average of 5 area boards rates | 339.2707 | Approved | 400.3395 | 427.4811 | 666.5
31 | 102.1 | 11 KV Disc Insulator (Polymer Type) 45 KN with H/W | Nos. |  |  | Existing | RO | 223.06 | 1.0267 | 2.674% | 229.0239 | Average of 3 area boards rates | 229.0239 | Approved | 270.2482 | 288.5701 | 384.97
32 | A.190 | 11 KV Disc Insulator 45 KN (Porcelain type) | Nos. |  |  | New | RO | 312 | 1.0338 | 3.383% | 322.5544 | Nearest state rate (Dept. of Energy (Odisha) 2015-16) | 322.5544 | Approved | 380.6141 | 406.4185 |  | 0
33 | A.191 | 11 KV Disc H/W (Porcelain type) | Nos. |  |  | New | RO | 136 | 1.0126 | 1.263% | 137.7183 | Nearest state rate (Dept. of Energy (Odisha) 2015-16) | 137.7183 | Approved | 162.5076 | 173.525 |  | 0
34 | 95.1 | LT Pin insulator (Porcelain type) | Nos. |  |  | Existing | RO | 48.6667 | 1.0267 | 2.674% | 49.9678 | Average of 6 area boards rates | 49.9678 | Approved | 58.9621 | 62.9595
35 | 96.1 | LT Pin | Nos. |  |  | New | RO | 46.44 | 1.0126 | 1.263% | 47.0267 | Nearest state rate (Dept. of Energy (Odisha) 2015-16) | 47.0267 | Approved | 55.4916 | 59.2537 |  | 0
36 | 97.1 | LT Shackle insulator (Porcelain type) | Nos. |  |  | Existing | RO | 37.8 | 1.0267 | 2.674% | 38.8106 | Average of 5 area boards rates | 38.8106 | Approved | 45.7966 | 48.9014
37 | 98.2 | LT shackle strip with bolts and nut | Kg. |  |  | New | RO | 85 | 1.0274 | 2.744% | 87.3322 | Nearest state rate (Dept. of Energy (Odisha) 2015-16) | 87.3322 | Approved | 103.052 | 110.0385 |  | 0
38 | A.192 | 33 KV Stay Insulator | Nos. |  |  | New | RO | 15 | 1.0338 | 3.383% | 15.5074 | Nearest state rate (CSPDCL (Chattisgarh) 2015-16) | 15.5074 | Approved | 18.2988 | 19.5394
39 | A.33 | 11 KV Stay Insulator | Nos. |  |  | New | RO | 55 | 1.0338 | 3.383% | 56.8605 | Nearest state rate (Dept. of Energy (Odisha) 2015-16) | 56.8605 | Approved | 67.0954 | 71.6443 |  | 0
40 | A.41 | LT Stay Insulator | Nos. |  |  | New | RO | 9 | 1.0338 | 3.383% | 9.3045 | Nearest state rate (CSPDCL (Chattisgarh) 2015-16) | 9.3045 | Approved | 10.9793 | 11.7236 |  | 0
41 | A.193 | 33 KV 3 pin type AB switch 800 Amp | Set |  |  | New | HO | 27279.55 | 1.0658 | 6.578% | 29073.926 | Andhra Pradesh 2014-15 | 29073.926 | Approved | 34307.2327 | 36633.1468 |  | 0
42 | 2.1 | 33 KV 3 pin type AB switch / Isolator 600 Amp | Set |  |  | Existing | HO | 26889 | 1.0267 | 2.674% | 27607.9196 | Head Office Rate | 27607.9196 | Approved | 32577.3452 | 34785.9788 | 26889
43 | 3.1 | 33 KV 3 pin type AB switch / Isolator 400 Amp | Set |  |  | Existing | HO | 21520 | 1.0658 | 6.578% | 22935.5282 | 2014-15 with escalation | 22935.5282 | Approved | 27063.9233 | 28898.7655
44 | A.194 | 11 KV 3 pin type AB switch 800 Amp | Set |  |  | New | HO | 15887.75 | 1.0658 | 6.578% | 16932.8038 | Andhra Pradesh 2014-15 | 16932.8038 | Approved | 19980.7085 | 21335.3328 |  | 0
45 | 4.1 | 11 KV 3 pin type AB switch / Isolator 600 Amp | Set |  |  | Existing | HO | 15767.62 | 1.0267 | 2.674% | 16189.1921 | Head Office Rate | 16189.1921 | Approved | 19103.2467 | 20398.382
46 | 5.1 | 11 KV 3 pin type AB switch / Isolator 400 Amp | Set |  |  | Existing | HO | 12203.4 | 1.0658 | 6.578% | 13006.1071 | 2014-15 with escalation | 13006.1071 | Approved | 15347.2064 | 16387.6949
47 | 6.1 | 11 KV 3 pin type AB switch / Isolator 200 Amp | Set |  |  | Existing | HO | 9778.4 | 1.0267 | 2.674% | 10039.8409 | Head Office Rate | 10039.8409 | Approved | 11847.0122 | 12650.1995 | 9235.49
48 | 103.1 | 33 KV Lightening Arrester (30KV,10KA Class II) | Set |  |  | Existing | RO | 12487.5 | 1.0267 | 2.674% | 12821.3729 | Average of 4 area boards rates | 12821.3729 | Approved | 15129.2201 | 16154.9299
49 | 104.1 | 11 KV Lightening Arrester (9 KV, 10 KA Class II) | Set |  |  | Existing | RO | 1880 | 1.0658 | 6.578% | 2003.6614 | Average of 5 area boards rates | 2003.6614 | Approved | 2364.3204 | 2524.6133
50 | 169.1 | 33 KV Stay set complete (1900x20 mm) with staywire 7/8 SWG | Set |  |  | Existing | RO | 760.75 | 1.0126 | 1.263% | 770.3616 | Average of 4 area boards rates | 770.3616 | Approved | 909.0267 | 970.6556 | 1362
51 | 170.1 | 11 KV Stay Set Complete (1800x16 mm) with stay wire 7/10 SWG | Set |  |  | Existing | RO | 643.25 | 1.0126 | 1.263% | 651.3771 | Average of 4 area boards rates | 651.3771 | Approved | 768.6249 | 820.7351 | 1089.6
52 | 172.1 | LT Stay set complete (1700x16 mm) with stay wire 7/12 SWG | Set |  |  | Existing | RO | 592 | 1.0126 | 1.263% | 599.4796 | Average of 5 area boards rates | 599.4796 | Approved | 707.3859 | 755.3442 | 1089.6
53 | 19.1 | GI Stay Wire No. 7/8, 7/10, 7/12 | KG |  |  | Existing | RO | 72.2283 | 1.0126 | 1.263% | 73.1409 | Average of 6 area boards rates | 73.1409 | Approved | 86.3063 | 92.1575
54 | 78.1 | 33 KV Earthing (Conventional) complete with GI wire no. 8 for 33KV line, DSS, LT Line | Set |  |  | Existing | RO | 469 | 1.0126 | 1.263% | 474.9255 | Cost Data Book 2014-15 and Ranchi rate are comparable. Dumka rate is too low | 474.9255 | Approved | 560.4121 | 598.4062
55 | A.197 | Earthing (Conventional) with GI earthing pipe 40 mm 3.1 mtrs. Long (charcoal + salt as intermittent layers) | Set |  |  | New | RO | 1173 | 1 | 0% | 1173 | Calculated (cost of GI earthing pipe of req. specifications + labour cost) | 1173 | Approved | 1384.14 | 1477.98
56 | A.198 | Earthing (Chemical) with GI earthing pipe 40 mm 3.1 mtrs. Long (Bentonite as intermittent layers) | Set |  |  | New | RO | 1212 | 1 | 0% | 1212 | Calculated (cost of GI earthing pipe of req. specifications + bentonite powder + labour cost) | 1212 | Approved | 1430.16 | 1527.12
57 | 163.2 | GI earthing pipe 3.1 meter long (40 mm Dia) | Nos. |  |  | New | RO | 804 | 1.0126 | 1.263% | 814.158 | Nearest state rate (Dept. of Energy (Odisha) 2015-16) | 814.158 | Approved | 960.7065 | 1025.8391
58 | 163.1 | 11 KV Earthing pipe 20 mm 2.5 mtrs. Long | Nos. |  |  | Existing | RO | 442.2 | 1.0126 | 1.263% | 447.7869 | Average of 5 area boards rates | 447.7869 | Approved | 528.3886 | 564.2115
59 | A.199 | Earthing (Chemical) with GI earthing pipe 20 mm 2.5 mtrs. Long | Set |  |  | New | RO | 1080 | 1 | 0% | 1080 | Calculated (cost of GI earthing pipe of req. specifications + bentonite powder + labour cost) | 1080 | Approved | 1274.4 | 1360.8
60 | A.200 | Earthing GI (Rod Type) 25 mm 1.2 Mtr. | Nos. |  |  | New | RO | 371 | 1 | 0% | 371 | Nearest state rate (CSPDCL (Chattisgarh) 2015-16) | 371 | Approved | 437.78 | 467.46 |  | 0
61 | A.23 | P G clamp for 232/150 sq mm conductor | Nos. |  |  | New | HO | 180 | 1 | 0% | 180 | Latest rate (Internet) | 180 | Approved | 212.4 | 226.8
62 | 123.1 | P G clamp for 80/100mm2 | Nos. |  |  | Existing | RO | 38.75 | 1.0126 | 1.263% | 39.2396 | Average of 4 area boards rates | 39.2396 | Approved | 46.3027 | 49.4419
63 | A.201 | P G Clamps for 34/55mm2 | Nos. |  |  | New | RO | 500 | 1 | 0% | 500 | Nearest state rate (Dept. of Energy (Odisha) 2015-16) | 500 | Approved | 590 | 630 |  | 0
64 | 133.1 | Danger Board 33KV/11KV/LT | Nos. |  |  | Existing | RO | 60 | 1.0126 | 1.263% | 60.7581 | Cost Data Book 2014-15 and Dhanbad rate, both are same | 60.7581 | Approved | 71.6945 | 76.5552
65 | 178.2 | Structure for 33kV Lightening Arrestor | Set | 549 |  | New | RO | 24265.8 | 1.0126 | 1.263% | 24572.3833 | Nearest state rate (CSPDCL (Chattisgarh) 2015-16) is INR 7845. @ INR 44.2 per kg is more comparable | 24572.3833 | Approved | 28995.4123 | 30961.203 |  | 0
66 | A.202 | Structure for 33kV Lightening Arrestor [Galvanized] | Set | 549 | 65.4 | New | RO | 35904.6 | 1 | 0% | 35904.6 | Head Office Latest Procurement | 35904.6 | Approved | 42367.428 | 45239.796
67 | 179.1 | MS Structure for 33 & 11 KV Isolator | Set | 264 |  | Existing | RO | 13086.25 | 1.0126 | 1.263% | 13251.5866 | Average of 4 area boards rates | 13251.5866 | Approved | 15636.8722 | 16696.9992
68 | A.203 | Structure for 33 & 11 KV Isolator [Galvanized] | Set | 264 | 65.4 | New | RO | 17265.6 | 1 | 0% | 17265.6 | Head Office Latest Procurement | 17265.6 | Approved | 20373.408 | 21754.656
69 | 180.1 | MS Structure for 33 KV PT | Set | 549 |  | Existing | RO | 24265.8 | 1.0126 | 1.263% | 24572.3833 | Average of 4 area boards rates is INR 27755.2 but @ INR 44.2 per kg is more comparable | 24572.3833 | Approved | 28995.4123 | 30961.203
70 | A.204 | Structure for 33 KV PT [Galvanized] | Set | 549 | 65.4 | New | RO | 35904.6 | 1 | 0% | 35904.6 | Head Office Latest Procurement | 35904.6 | Approved | 42367.428 | 45239.796
71 | 181.1 | MS Structure for 11 KV PT | Set | 549 |  | Existing | RO | 24265.8 | 1.0126 | 1.263% | 24572.3833 | Average of 5 area boards rates is INR 20788.2 but @ INR 44.2 per kg is more comparable | 24572.3833 | Approved | 28995.4123 | 30961.203
72 | A.205 | Structure for 11 KV PT [Galvanized] | Set | 549 | 65.4 | New | RO | 35904.6 | 1 | 0% | 35904.6 | Head Office Latest Procurement | 35904.6 | Approved | 42367.428 | 45239.796
73 | 176.1 | MS Structure for Post Insulator for both 33KV and 11KV | Set | 55.5 |  | Existing | RO | 2783.25 | 1.0126 | 1.263% | 2818.4146 | Average of 4 area boards rates | 2818.4146 | Approved | 3325.7293 | 3551.2024
74 | A.206 | Structure for Post Insulator for both 33KV and 11KV [Galvanized] | Set | 55.5 | 65.4 | New | RO | 3629.7 | 1 | 0% | 3629.7 | Head Office Latest Procurement | 3629.7 | Approved | 4283.046 | 4573.422
75 | 182.1 | MS Structure for 33 KV HG fuse set | Set | 264 |  | Existing | RO | 12269.75 | 1.0126 | 1.263% | 12424.7707 | Average of 4 area boards rates | 12424.7707 | Approved | 14661.2294 | 15655.211
76 | A.207 | Structure for 33 KV HG fuse set [Galvanized] | Set | 264 | 65.4 | New | RO | 17265.6 | 1 | 0% | 17265.6 | Head Office Latest Procurement | 17265.6 | Approved | 20373.408 | 21754.656
77 | 173.1 | MS Gantry Column, Girder structures for 33/11 KV PSS for single Transformer | Set | 817 |  | Existing | RO | 41281 | 1.0126 | 1.263% | 41802.5598 | Average of 4 area boards rates | 41802.5598 | Approved | 49327.0206 | 52671.2253
78 | A.208 | Gantry Column, Girder structures for 33/11 KV PSS for single Transformer [Galvanized] | Set | 817 | 65.4 | New | RO | 53431.8 | 1 | 0% | 53431.8 | Head Office Latest Procurement | 53431.8 | Approved | 63049.524 | 67324.068
79 | 175.1 | MS 'A' structures for top mounted AB switch on 11 KV & 33 KV Bus | Set | 549 |  | Existing | RO | 27755.5 | 1.0126 | 1.263% | 28106.1735 | Average of 4 area boards rates | 28106.1735 | Approved | 33165.2847 | 35413.7786
80 | A.209 | 'A' structures for top mounted AB switch on 11 KV & 33 KV Bus [Galvanized] | Set | 549 | 65.4 | New | RO | 35904.6 | 1 | 0% | 35904.6 | Head Office Latest Procurement | 35904.6 | Approved | 42367.428 | 45239.796
81 | 178.1 | MS 'A' Structures for 11 KV Take off with top mounted AB Switch and provision of Lightening Arrester | Set | 549 |  | Existing | RO | 27755.5 | 1.0126 | 1.263% | 28106.1735 | Average of 4 area boards rates | 28106.1735 | Approved | 33165.2847 | 35413.7786
82 | A.210 | 'A' Structures for 11 KV Take off with top mounted AB Switch and provision of Lightening Arrester [Galvanized] | Set | 549 | 65.4 | New | RO | 35904.6 | 1 | 0% | 35904.6 | Head Office Latest Procurement | 35904.6 | Approved | 42367.428 | 45239.796
83 | A.217 | 33 KV 800-400/5-5-5-5A CT | Nos. |  |  | New | HO | 18000 | 1.0267 | 2.674% | 18481.2583 | Nearest state rate (CSPDCL (Chattisgarh) 2015-16) | 18481.2583 | Approved | 21807.8848 | 23286.3854
84 | A.25 | 33 KV 400-200/5-5-5-5A CT | Nos. |  |  | New | HO | 18277 | 1.0267 | 2.674% | 18765.6643 | Nearest state rate (CSPDCL (Chattisgarh) 2015-16) | 18765.6643 | Approved | 22143.4839 | 23644.737 |  | 0
85 | A.26 | 33 KV 300-150/5-5-5-5A CT | Nos. |  |  | New | HO | 18948 | 1.0267 | 2.674% | 19454.6045 | Nearest state rate (CSPDCL (Chattisgarh) 2015-16) | 19454.6045 | Approved | 22956.4334 | 24512.8017 |  | 0
86 | A.27 | 33 KV 200-100/5-5-5-5A CT | Nos. |  |  | New | HO | 16868 | 1.0267 | 2.674% | 17318.9925 | Nearest state rate (CSPDCL (Chattisgarh) 2015-16) | 17318.9925 | Approved | 20436.4111 | 21821.9305 |  | 0
87 | A.218 | 11 KV 800-400/5-5-5-5A CT | Nos. |  |  | New | HO | 16000 | 1.0267 | 2.674% | 16427.7851 | Nearest state rate (CSPDCL (Chattisgarh) 2015-16) | 16427.7851 | Approved | 19384.7865 | 20699.0093
88 | A.219 | 11 KV 400-200/5-5-5-5A CT | Nos. |  |  | New | HO | 17208.23 | 1.0267 | 2.674% | 17668.3191 | Nearest state rate (Dept. of Energy (Odisha) 2015-16) | 17668.3191 | Approved | 20848.6165 | 22262.082 |  | 0
89 | A.220 | 11 KV 300-150/5-5-5-5A CT | Nos. |  |  | New | HO | 15910 | 1.0267 | 2.674% | 16335.3788 | MPPKVVCL (M.P.) 2015-16 | 16335.3788 | Approved | 19275.747 | 20582.5773 |  | 0
90 | A.221 | 11 KV 200-100/5-5-5-5A CT | Nos. |  |  | New | HO | 11567 | 1.0658 | 6.578% | 12327.8464 | Andhra Pradesh 2014-15 | 12327.8464 | Approved | 14546.8587 | 15533.0865 |  | 0
91 | 191.1 | 33 KV/110V P.T Class 1.0 with 100VA Burden | Set |  |  | Existing | HO | 74975 | 1.0441 | 4.41% | 78281.505 | 2014-15 with escalation | 78281.505 | Approved | 92372.1759 | 98634.6963
92 | A.222 | 11 KV/110V P.T Class 1.0 with 50VA Burden | Set |  |  | New | RO | 37487.5 | 1.0267 | 2.674% | 38489.7872 | Nearest state rate (CSPDCL (Chattisgarh) 2015-16) | 38489.7872 | Approved | 45417.9489 | 48497.1319
93 | 85.1 | 33 KV Post Insulator | Set |  |  | Existing | RO | 619.2 | 1.0338 | 3.383% | 640.1463 | Average of 5 area boards rates | 640.1463 | Approved | 755.3727 | 806.5844
94 | 86.1 | 11 KV Post Insulator | Set |  |  | Existing | RO | 266.96 | 1.0338 | 3.383% | 275.9907 | Average of 5 area boards rates | 275.9907 | Approved | 325.6691 | 347.7483
95 | 183.1 | 33/11 KV Power Transformer 10 MVA Copper Wound, CRGO Core (off load tap changer) | Nos. |  |  | Existing | HO | 4210100 | 1.0223 | 2.226% | 4303831.3544 | Lowest Rate among two orders by HO | 4303831.3544 | Approved | 5078520.9981 | 5422827.5065 | 4210100 | 426235.91
96 | A.436 | 33/11 KV Power Transformer 10 MVA Copper Wound, CRGO Core (on load tap changer) | Nos. |  |  | New | HO | 5137558 | 1.0395 | 3.947% | 5340315.5335 | Nearest State rate (UPPCL, Uttar Pradesh 2014-15) | 5340315.5335 | Approved | 6301572.3295 | 6728797.5722 | 4210100 | 426235.91
97 | 184.1 | 33/11 KV Power Transformer 05 MVA Copper Wound, CRGO Core (off load tap changer) | Nos. |  |  | Existing | HO | 2530094.3 | 1.0223 | 2.226% | 2586422.9301 | Head Office Rate | 2586422.9301 | Approved | 3051979.0575 | 3258892.8919 | 2376475
98 | A.437 | 33/11 KV Power Transformer 05 MVA Copper Wound, CRGO Core (on load tap changer) | Nos. |  |  | New | HO | 2986055 | 1.0395 | 3.947% | 3103901.8733 | Nearest State & Lowest rate (UPPCL, Uttar Pradesh 2014-15) | 3103901.8733 | Approved | 3662604.2105 | 3910916.3604 | 2376475
99 | A.438 | 33/11 KV Power Transformer 3.15 MVA Copper Wound, CRGO Core (off load tap changer) | Nos. |  |  | New | HO | 1856190 | 1.0395 | 3.947% | 1929445.9138 | Andhra Pradesh 2014-15 | 1929445.9138 | Approved | 2276746.1783 | 2431101.8514
100 | A.439 | 33/11 KV Power Transformer 3.15 MVA Copper Wound, CRGO Core (on load tap changer) | Nos. |  |  | New | HO | 2112951.6 | 1.0223 | 2.226% | 2159993.1941 | Nearest state rate (CSPDCL (Chattisgarh) 2015-16) | 2159993.1941 | Approved | 2548791.969 | 2721591.4245
101 | A.440 | 33/11 KV Power Transformer 1.6 MVA Copper Wound, CRGO Core (off load tap changer) | Nos. |  |  | New | HO | 841136 | 1.0223 | 2.226% | 859862.59 | Nearest state rate (CSPDCL (Chattisgarh) 2015-16) | 859862.59 | Approved | 1014637.8562 | 1083426.8634
102 | A.441 | 33/11 KV Power Transformer 1.6 MVA Copper Wound, CRGO Core (on load tap changer) | Nos. |  |  | New | HO | 1034878 | 1.0223 | 2.226% | 1057917.9555 | Nearest state rate (CSPDCL (Chattisgarh) 2015-16) | 1057917.9555 | Approved | 1248343.1875 | 1332976.6239
103 | 131.1 | Earthing complete (Conventional) for Power Transformer | Nos. |  |  | Existing | RO | 16500 | 1.0126 | 1.263% | 16708.4673 | Cost Data Book 2014-15 and Jamshedpur rate, both are comparable | 16708.4673 | Approved | 19715.9914 | 21052.6687
104 | 168.1 | Rail piece 44.64Kg/m 6.92 meter long for power transformer | Mtrs. |  |  | Existing | RO | 3300 | 1.0274 | 2.744% | 3390.5431 | 2014-15 with escalation | 3390.5431 | Approved | 4000.8409 | 4272.0843
105 | 81.1 | 33 KV H.G. fuse set | Set |  |  | Existing | RO | 7714.3333 | 1.0126 | 1.263% | 7811.7991 | Average of 6 area boards rates | 7811.7991 | Approved | 9217.923 | 9842.8669
106 | 82.1 | 11 KV H.G. fuse set | Set |  |  | Existing | RO | 3413 | 1.0126 | 1.263% | 3456.1211 | Average of 6 area boards rates | 3456.1211 | Approved | 4078.2229 | 4354.7126
107 | 192.1 | 33 KV VCB, 1250 Amp., Outdoor Type, 26.3 KA for 1 sec rupturing capacity, with CR pannel CT 600-400-200-100/1-1A, 2 Core, Accuracy 0.5 and 5 P10, VA Burden 15 VA & 15 VA PT 33KV / 110V, Accuracy class 1, VA Burden 100VA, Single Core | Set |  |  | Existing | HO | 426235.91 | 1.0267 | 2.674% | 437631.9965 | Head Office Rate | 437631.9965 | Approved | 516405.7558 | 551416.3155
108 | 192.3 | 33 KV VCB with single T/F control pannel and CT 200/200/1A with Structure (all Out Door type) | Set |  |  | New | HO | 405708 | 1.0658 | 6.578% | 432394.3897 | Nearest State & Lowest rate (UPPCL, Uttar Pradesh 2014-15) | 432394.3897 | Approved | 510225.3799 | 544816.931 |  | 0
109 | A.5 | 33 KV VCB, 1250A with 1000MVA (16KA for 1 second) rupturing capacity, out door use | Nos. |  |  | New | HO | 212000 | 1 | 0% | 212000 | Latest rate (Haryana (DHBVN) 2016-17) | 212000 | Approved | 250160 | 267120 |  | 0
110 | A.10 | Control & numeric relay with panel for 33 KV VCB feeder protection | Nos. |  |  | New | HO | 53516.51 | 1.0267 | 2.674% | 54947.3579 | MPPKVVCL (M.P.) 2015-16 | 54947.3579 | Approved | 64837.8824 | 69233.671 |  | 0
111 | A.12 | Control & numeric relay with panel for 33 KV VCB Transformer protection VCB. | Nos. |  |  | New | HO | 49087.55 | 1.0267 | 2.674% | 50399.9827 | MPPKVVCL (M.P.) 2015-16 | 50399.9827 | Approved | 59471.9796 | 63503.9783 |  | 0
112 | 193.1 | 11 KV VCB, 12KV, Outdoor type, 630 A, 25 KA for 3 sec. rupturing capacity CT 600-400-200-100/1-1A, 2 Core, Accuracy 1.0 and 5 P10, VA Burden 15 VA & 15 VA PT 11KV / 110V, Accuracy class 1, VA Burden 100VA, Single Core | Set |  |  | Existing | HO | 259279.52 | 1.0267 | 2.674% | 266211.7652 | Head Office Rate | 266211.7652 | Approved | 314129.8829 | 335426.8241 | 2548436.1
113 | A.6 | 11 KV VCB panels 800 Amps for Incoming Panel 18.4KA ,350MVA Rupturing capacity, 24 DC operated indoor type with a set of CT's, PT's, KWH meter, Relay, instrument etc & Conforming to Nigam's Tech. Specs. & all Relevant ISS/IEC with Latest amendments | Nos. |  |  | New | HO | 320760 | 1 | 0% | 320760 | Nearest state rate (Dept. of Energy (Odisha) 2015-16) | 320760 | Approved | 378496.8 | 404157.6 |  | 0
114 | A.7 | 11 KV VCB panels 400 Amps for Outgoing Panel 18.4KA ,350MVA Rupturing capacity, 24 DC operated indoor type with a set of CT's, PT's, KWH meter, Relay, instrument etc & Conforming to Nigam's Tech. Specs. & all Relevant ISS/IEC with Latest amendments | Nos. |  |  | New | HO | 248028 | 1 | 0% | 248028 | Nearest state rate (CSPDCL (Chattisgarh) 2015-16) | 248028 | Approved | 292673.04 | 312515.28 |  | 0
115 | A.8 | 11 KV VCB , 400 Amps for Capacitor control Panel 18.4KA ,350MVA Rupturing capacity, 24 DC operated indoor type with a set of CT's, PT's, KWH meter, Relay, instrument etc & Conforming to Nigam's Tech. Specs. & all Relevant ISS/IEC with Latest amendments | Nos. |  |  | New | HO | 220000 | 1 | 0% | 220000 | Latest rate (Haryana (DHBVN) 2016-17) | 220000 | Approved | 259600 | 277200 |  | 0
116 | A.11 | Control & numeric relay panel for 11 KV VCB Xmer protection | Nos. |  |  | New | HO | 49087.55 | 1.0267 | 2.674% | 50399.9827 | Lowest & Latest rate (MPPKVVCL (M.P.) 2015-16) | 50399.9827 | Approved | 59471.9796 | 63503.9783 |  | 0
117 | A.13 | Control & numeric relay panel for 11 KV VCB feeder protection | Nos. |  |  | New | HO | 50440.85 | 1.0267 | 2.674% | 51789.4653 | Lowest & Latest rate (MPPKVVCL (M.P.) 2015-16) | 51789.4653 | Approved | 61111.5691 | 65254.7263 |  | 0
118 | 76.1 | 415V AC Power Distribution Board | Set |  |  | Existing | RO | 110000 | 1.0658 | 6.578% | 117235.5065 | 2014-15 with escalation | 117235.5065 | Approved | 138337.8977 | 147716.7382
119 | 77.1 | 30V DC Distribution Board | Set |  |  | Existing | RO | 45000 | 1.0658 | 6.578% | 47959.9799 | 2014-15 with escalation | 47959.9799 | Approved | 56592.7763 | 60429.5747
120 | 139.1 | Earthing G.I.Strip (65x6)mm2 | KG |  |  | Existing | RO | 74 | 1.0274 | 2.744% | 76.0304 | 2014-15 with escalation | 76.0304 | Approved | 89.7158 | 95.7983
121 | 64.1 | Rubber mat along length of pannel | Nos. |  |  | Existing | RO | 2750 | 1.0658 | 6.578% | 2930.8877 | 2014-15 with escalation | 2930.8877 | Approved | 3458.4474 | 3692.9185
122 | 162.1 | Aluminium pipe 40 mm dia | Mtrs. |  |  | Existing | RO | 455 | 1.0441 | 4.41% | 475.0662 | 2014-15 with escalation | 475.0662 | Approved | 560.5781 | 598.5834
123 | 125.1 | Aluminium pipe connector | Nos. |  |  | Existing | RO | 160 | 1.0441 | 4.41% | 167.0562 | 2014-15 with escalation | 167.0562 | Approved | 197.1264 | 210.4908
124 | 65.1 | Connector Pipe to Panther | Nos. |  |  | Existing | RO | 220 | 1.0126 | 1.263% | 222.7796 | Average of 4 area boards rates | 222.7796 | Approved | 262.8799 | 280.7022
125 | 66.1 | Connector Panther to Panther | Nos. |  |  | Existing | RO | 227.25 | 1.0126 | 1.263% | 230.1212 | Average of 4 area boards rates | 230.1212 | Approved | 271.543 | 289.9527
126 | 67.1 | Connector Panther to AB Switch | Nos. |  |  | Existing | RO | 212.75 | 1.0126 | 1.263% | 215.438 | Average of 4 area boards rates | 215.438 | Approved | 254.2168 | 271.4518
127 | 68.1 | Connector Pipe to Pipe | Nos. |  |  | Existing | RO | 225.4 | 1.0126 | 1.263% | 228.2478 | Average of 5 area boards rates | 228.2478 | Approved | 269.3324 | 287.5922
128 | 69.1 | Connector Pipe to Dog | Nos. |  |  | Existing | RO | 231.8 | 1.0126 | 1.263% | 234.7286 | Average of 5 area boards rates | 234.7286 | Approved | 276.9798 | 295.7581
129 | 70.1 | Connector Pipe to AB Switch | Nos. |  |  | Existing | RO | 225.25 | 1.0126 | 1.263% | 228.0959 | Average of 4 area boards rates | 228.0959 | Approved | 269.1532 | 287.4008
130 | 71.1 | Connector Dog to AB Switch | Nos. |  |  | Existing | RO | 198.2 | 1.0126 | 1.263% | 200.7041 | Average of 5 area boards rates | 200.7041 | Approved | 236.8309 | 252.8872
131 | 116.1 | 400 watt/250 V HPSV Lamp fitting complete for 33/11 KV PSS Yard lightining | Set |  |  | Existing | RO | 4947.6 | 1.0267 | 2.674% | 5079.8819 | Average of 5 area boards rates | 5079.8819 | Approved | 5994.2606 | 6400.6511
132 | 117.1 | Battery Charging unit complete with battery 80 AH 30 V | Set |  |  | Existing | RO | 58621.6 | 1.0267 | 2.674% | 60188.9405 | Average of 5 area boards rates | 60188.9405 | Approved | 71022.9498 | 75838.0651
133 | 121.1 | Earth knob | Nos. |  |  | Existing | RO | 25 | 1.0267 | 2.674% | 25.6684 | Average of 3 area boards rates | 25.6684 | Approved | 30.2887 | 32.3422
134 | 15.1 | 2.5 mm2 copper 2 core control cable (Un-armoured) | Mtrs. |  |  | Existing | RO | 40.15 | 1.0223 | 2.226% | 41.0439 | Average of 5 area boards rates | 41.0439 | Approved | 48.4318 | 51.7153
135 | 13.1 | 2.5 mm2 copper 4 core control cable (Un-armoured) | Mtrs. |  |  | Existing | RO | 64 | 1.0223 | 2.226% | 65.4249 | Average of 4 area boards rates | 65.4249 | Approved | 77.2013 | 82.4353
136 | A.223 | 2.5 mm2 copper 6 core control cable (Un-armoured) | Mtrs. |  |  | New | RO | 125.7 | 1.0223 | 2.226% | 128.4985 | Nearest state rate (CSPDCL (Chattisgarh) 2015-16) | 128.4985 | Approved | 151.6282 | 161.9081 |  | 0
137 | A.224 | 2.5 mm2 copper 10 core control cable(Un-armoured) | Mtrs. |  |  | New | RO | 154.5 | 1.0223 | 2.226% | 157.9397 | Nearest state rate (CSPDCL (Chattisgarh) 2015-16) | 157.9397 | Approved | 186.3688 | 199.004 |  | 0
138 | 16.1 | 2.5 mm2 copper 12 core control cable (Un-armoured) | Mtrs. |  |  | Existing | RO | 186.8 | 1.0223 | 2.226% | 190.9588 | Average of 5 area boards rates | 190.9588 | Approved | 225.3314 | 240.6081
139 | A.225 | 2.5 mm2 copper 2 core control cable (Armoured) | Mtrs. |  |  | New | RO | 78.3 | 1.0223 | 2.226% | 80.0432 | Nearest state rate (CSPDCL (Chattisgarh) 2015-16) | 80.0432 | Approved | 94.451 | 100.8545 |  | 0
140 | A.226 | 2.5 mm2 copper 4 core control cable (Armoured) | Mtrs. |  |  | New | RO | 112.8 | 1.0223 | 2.226% | 115.3113 | Nearest state rate (CSPDCL (Chattisgarh) 2015-16) | 115.3113 | Approved | 136.0674 | 145.2923 |  | 0
141 | A.227 | 2.5 mm2 copper 6 core control cable (Armoured) | Mtrs. |  |  | New | RO | 145 | 1.0223 | 2.226% | 148.2282 | Nearest state rate (Dept. of Energy (Odisha) 2015-16) | 148.2282 | Approved | 174.9093 | 186.7675
142 | 14.1 | 2.5 mm2 copper 10 core control cable (Armoured) | Mtrs. |  |  | Existing | RO | 162 | 1.0223 | 2.226% | 165.6067 | Average of 5 area boards rates | 165.6067 | Approved | 195.4159 | 208.6644
143 | A.228 | 2.5 mm2 copper 12 core control cable (Armoured) | Mtrs. |  |  | New | RO | 223.73 | 1.0395 | 3.947% | 232.5597 | MSEDCL (Maharashtra) 2012-13 | 232.5597 | Approved | 274.4204 | 293.0252 |  | 0
144 | A.20 | Bentonite powder for Chemical Earthing | KG |  |  | New | RO | 20 | 1 | 0% | 20 | Latest rate (Internet) | 20 | Approved | 23.6 | 25.2
145 | A.21 | MS Earth Mat for switch yard | Ton |  |  | New | HO | 48000 | 1 | 0% | 48000 | Market Rate | 48000 | Approved | 56640 | 60480 |  | 0
146 | A.139 | Fully automatic Capacitor bank with automatic control panel, isolator, indoor type suitable Vacuum Circuit Breaker, mounting structures etc as required as per technical specifications, approved drawings, scope of the works of following capacities: (Banks in Muiltiple of 600 KVAR as per REC Specification)-3600 KVAR | Set |  |  | New | HO | 1207000 | 1.0658 | 6.578% | 1286393.2394 | Nearest state rate (SBPDCL (Bihar) 2014 (M/s Shirdi Sai Electricals Limited)) | 1286393.2394 | Approved | 1517944.0225 | 1620855.4817 |  | 0
147 | A.142 | 1815 kVAR 12.1 kV 3-phase 50 Hz Outdoor type Capacitor bank having step as 363 kvar+726 kvar+726 Kvar 12.1 kv Bank shall be complete with capacitor units of 121 kVAr at 6.98 kV including allied materials such as suitable size of aluminium busbars, pin/pos | Nos. |  |  | New | HO | 179001 | 1.0267 | 2.674% | 183786.8729 | Nearest state rate (CSPDCL (Chattisgarh) 2015-16) | 183786.8729 | Approved | 216868.51 | 231571.4598 |  | 0
148 | A.141 | Fully automatic Capacitor bank with automatic control panel, isolator, indoor type suitable Vacuum Circuit Breaker, mounting structures etc as required as per technical specifications, approved drawings, scope of the works of following capacities: (Banks in Muiltiple of 600 KVAR as per REC Specification)-1200 KVAR | Set |  |  | New | HO | 500000 | 1.0658 | 6.578% | 532888.6659 | Nearest state and lowest rate (Dept. of Energy (Odisha) 2015-16) | 532888.6659 | Approved | 628808.6257 | 671439.719 |  | 0
149 | A.140 | 1089 kVAR 12.1 kV 3-phase 50 Hz Outdoor type Capacitor bank having step as 363 | Nos. |  |  | New | HO | 135369 | 1.0267 | 2.674% | 138988.3028 | Nearest state rate (CSPDCL (Chattisgarh) 2015-16) | 138988.3028 | Approved | 164006.1973 | 175125.2615 |  | 0
150 | 185.1 | 11/0.433 KV Distribution Transformer 500 KVA, Copper wound, CRGO M4 Core ONAN | Nos. |  |  | Existing | HO | 436153.64 | 1.0441 | 4.41% | 455388.6407 | Head Office Rate | 455388.6407 | Approved | 537358.596 | 573789.6872 | 394937.5
151 | 186.1 | 11/0.433 KV Distribution Transformer 315 KVA, 3 Star, Copper Winding, Stack type CRGO Core fitted ONAN | Nos. |  |  | Existing | HO | 255326.44 | 1.0658 | 6.578% | 272121.1319 | 2014-15 with escalation | 272121.1319 | Approved | 321102.9357 | 342872.6263
152 | 187.3 | 11/0.433 KV Distribution Transformer 200 KVA, 3 Star, Aluminium Winding, Stack type CRGO Core fitted, Completely Self Protected | Nos. |  |  | Existing | HO | 174461.33 | 1.0057 | 0.5735% | 175461.8516 | Head Office Rate | 175461.8516 | Approved | 207044.9849 | 221081.9331 | 174751
153 | 188.2 | 11/0.433 KV Distribution Transformer 100 KVA, 3 Star, Aluminium Winding, Stack type CRGO Core fitted | Nos. |  |  | Existing | HO | 106000 | 1 | 0% | 106000 | Head Office Rate | 106000 | Approved | 125080 | 133560 | 106000
154 | 189.2 | 11/0.433 KV Distribution Transformer 63 KVA, 3 Star, Aluminium Winding, Stack type CRGO Core fitted | Nos. |  |  | Existing | HO | 83799.75 | 1.0057 | 0.5735% | 84280.3348 | Head Office Rate | 84280.3348 | Approved | 99450.7951 | 106193.2219 | 80438.6
155 | 190.1 | 11/0.433 KV Distribution Transformer 25 KVA, 3 Star, Aluminium Winding, Stack type CRGO Core fitted | Nos. |  |  | Existing | HO | 51537.58 | 1.0057 | 0.5735% | 51833.1439 | Head Office Rate | 51833.1439 | Approved | 61163.1098 | 65309.7613 | 51537.58 | 49057.18
156 | A.230 | LT Distribution box suitable for 500 KVA transformer (800 A, isolator & 12 SP MCCB of 160 A) | Nos. |  |  | New | HO | 57207.6778 | 1.0267 | 2.674% | 58737.2149 | Nearest state rate (CSPDCL (Chattisgarh) 2015-16) | 58737.2149 | Approved | 69309.9136 | 74008.8908 |  | 0
157 | A.40 | LT Distribution box suitable for 315 KVA transformer (600 A, isolator & 9 SP MCCB of 160 A) | Nos. |  |  | New | HO | 45861 | 1.0267 | 2.674% | 47087.1659 | Nearest state rate (CSPDCL (Chattisgarh) 2015-16) | 47087.1659 | Approved | 55562.8557 | 59329.829 |  | 0
158 | A.39 | LT Distribution box suitable for 200 KVA transformer (400 A, isolator & 6 SP MCCB of 120 A) | Nos. |  |  | New | HO | 34395.9 | 1.0267 | 2.674% | 35315.5284 | Nearest state rate (CSPDCL (Chattisgarh) 2015-16) | 35315.5284 | Approved | 41672.3235 | 44497.5658 |  | 0
159 | A.38 | LT Distribution box suitable for 100 KVA transformer (200 A, isolator & 6 SP MCCB of 200 A) | Nos. |  |  | New | HO | 17198 | 1.0267 | 2.674% | 17657.8155 | Nearest state rate (CSPDCL (Chattisgarh) 2015-16) | 17657.8155 | Approved | 20836.2223 | 22248.8476 |  | 0
160 | A.37 | LT Distribution box suitable for 63 KVA transformer (200 A, isolator & 6 SP MCCB of 100 A) | Nos. |  |  | New | HO | 13758 | 1.0267 | 2.674% | 14125.8417 | Nearest state rate (CSPDCL (Chattisgarh) 2015-16) | 14125.8417 | Approved | 16668.4932 | 17798.5606 |  | 0
161 | A.442 | 11KV AB Switch 200 Amps (single break) | Set |  |  | New | HO | 10498 | 1 | 0% | 10498 | Latest rate (Haryana (DHBVN) 2016-17) | 10498 | Approved
162 | 120.1 | LT Phase Seperator | Set |  |  | Existing | RO | 33.9875 | 1.0267 | 2.674% | 34.8962 | Average of 4 area boards rates | 34.8962 | Approved | 41.1775 | 43.9692
163 | 113.1 | 33 KV Metering Cubicle with PT ratio 33KV/√3/110V and CT ratio 30/5A, 60/5A, 100/5A, 200/5A, 400/5A, 0.5 accuracy class for both | Set |  |  | Existing | HO | 73418 | 1.0658 | 6.578% | 78247.2401 | 2014-15 with escalation | 78247.2401 | Approved | 92331.7434 | 98591.5226
164 | 111.2 | 33 kV outdoor type oil immersed CT-PT metering with PT ratio 33KV/√3/110V and CT ratio 30/5A, 60/5A, 100/5A, 200/5A, 400/5A, 0.5 accuracy class for both | Set |  |  | Existing | HO | 64935.5 | 1.0267 | 2.674% | 66671.6526 | Head Office Rate | 66671.6526 | Approved | 78672.55 | 84006.2822
165 | 105.1 | HT Electronic Trivector static meter, 3 phase 4 wire, Accuracy class 0.5S (–/110V & –/5A) (DLMS complaint) with compatible GPRS modem with Meter Box | Nos. |  |  | Existing | HO | 15619.1 | 1.0267 | 2.674% | 16036.7012 | Head Office Rate | 16036.7012 | Approved | 18923.3074 | 20206.2435 | 18645
166 | 112.2 | 11 KV, Outdoor type oil immersed CT-PT combined metering unit, 3 phase 4 wire (11kV/110V) [12 KV PT 50VA Burden 0.5 Accuracy class; CT 20/5A, 30/5A, 60/5A, 100/5A, 200/5A, 400/5A, 15 VA, 0.5 accuracy class] | Set |  |  | Existing | HO | 32096.63 | 1.0267 | 2.674% | 32954.7838 | Head Office Rate | 32954.7838 | Approved | 38886.6449 | 41523.0276 | 26475.87
167 | 114.1 | 11 KV Metering Cubicle with PT ratio 11KV/√3/110V and CT ratio 20/5A, 30/5A, 60/5A, 100/5A, 200/5A, 400/5A, 0.5 accuracy class for both | Set |  |  | Existing | HO | 43762.5 | 1.0658 | 6.578% | 46641.0805 | 2014-15 with escalation | 46641.0805 | Approved | 55036.475 | 58767.7614
168 | 108.1 | LTCT Electronic Meter (200/5) 3 Phase 4 Wire with meter box, Class 1.0 accuracy | Nos. |  |  | Existing | HO | 10836.55 | 1.0267 | 2.674% | 11126.2822 | 2014-15 with escalation | 11126.2822 | Approved | 13129.013 | 14019.1156 | 22401
169 | 109.1 | LTCT Electronic Meter (150/5) 3 Phase 4 Wire with meter box, Class 1.0 accuracy | Nos. |  |  | Existing | HO | 11064.81 | 1.0267 | 2.674% | 11360.6451 | 2014-15 with escalation | 11360.6451 | Approved | 13405.5612 | 14314.4128 | 22401
170 | 110.1 | LTCT Electronic Meter (100/5) 3 Phase 4 Wire with meter box, Class 1.0 accuracy | Nos. |  |  | Existing | HO | 12077.84 | 1.0267 | 2.674% | 12400.76 | 2014-15 with escalation | 12400.76 | Approved | 14632.8968 | 15624.9576 | 22401
171 | 107.1 | LT Static Trivector Energy Meter, 3 Phase 4 Wire, direct connected, (10-60) Amp. with Meter Box, Class 1.0 accuracy | Nos. |  |  | Existing | HO | 8900 | 1.0267 | 2.674% | 9137.9555 | 2014-15 with escalation | 9137.9555 | Approved | 10782.7875 | 11513.8239 | 7987
172 | 106.1 | Single Phase Electronic Meter,two wire, 5-30 Amp. class 1.0 accuracy with Box | Nos. |  |  | Existing | HO | 893 | 1.0267 | 2.674% | 916.8758 | Head Office Rate | 916.8758 | Approved | 1081.9134 | 1155.2635 | 2099.005 | 1028.42 | 1070.6
173 | 126.1 | Polycarbonate seal bit | Nos. |  |  | Existing | RO | 4.6433 | 1.0267 | 2.674% | 4.7674 | Average of 4 area boards rates | 4.7674 | Approved | 5.6255 | 6.0069
174 | A.135 | 11 KV 3 Way RMU, 2OD + 1VL, One Incomer + One Breaker + One Outgoing | Unit |  |  | New | HO | 739453 | 1.0267 | 2.674% | 759223.4373 | Nearest state rate (CSPDCL (Chattisgarh) 2015-16) | 759223.4373 | Approved | 895883.656 | 956621.5309 |  | 0
175 | A.136 | 11 KV 4 Way RMU, 2OD + 2VL, (One Incomer + Two Breakers + One Outgoing | Unit |  |  | New | HO | 1050370 | 1.0267 | 2.674% | 1078453.2915 | Nearest state rate (CSPDCL (Chattisgarh) 2015-16) | 1078453.2915 | Approved | 1272574.884 | 1358851.1473 |  | 0
176 | A.137 | 11 KV 5 Way RMU, 2OD + 3VL, (One Incomer + Three Breakers + One Outgoing) | Unit |  |  | New | HO | 1355749 | 1.0267 | 2.674% | 1391997.0787 | Nearest state rate (CSPDCL (Chattisgarh) 2015-16) | 1391997.0787 | Approved | 1642556.5529 | 1753916.3192 |  | 0
177 | A.138 | 11 KV 6 Way RMU, 2OD + 4VL,(One Incomer + Four Breakers + One Outgoing | Unit |  |  | New | HO | 1661128 | 1.0267 | 2.674% | 1705540.8659 | Nearest state rate (CSPDCL (Chattisgarh) 2015-16) | 1705540.8659 | Approved | 2012538.2217 | 2148981.491 |  | 0
178 | A.52 | 33 KV HT XLPE Cable Single Core 630mm2 (Armoured) | KMs |  |  | New | HO | 862814 | 1 | 0% | 862814 | Latest rate (Haryana (DHBVN) 2016-17) | 862814 | Approved | 1018120.52 | 1087145.64 |  | 0
179 | A.50 | 33 KV HT XLPE Cable 3 core 400 sq mm (Armoured) | KMs |  |  | New | HO | 2500000 | 1.0126 | 1.263% | 2531585.947 | Nearest state rate (Dept. of Energy (Odisha) 2015-16) | 2531585.947 | Approved | 2987271.4175 | 3189798.2933 | 1664590 | 0
180 | A.57 | 33 KV HT XLPE Cable 3 Core 300mm2 (Armoured) | KMs |  |  | New | HO | 1572970 | 1.0126 | 1.263% | 1592843.4988 | Nearest state rate (Dept. of Energy (Odisha) 2015-16) | 1592843.4988 | Approved | 1879555.3286 | 2006982.8085 |  | 0
181 | A.56 | 33 KV HT XLPE Cable 3 Core 185mm2 (Armoured) | KMs |  |  | New | HO | 1234290 | 1.0126 | 1.263% | 1249884.4874 | Nearest state rate (Dept. of Energy (Odisha) 2015-16) | 1249884.4874 | Approved | 1474863.6952 | 1574854.4542 |  | 0
182 | A.55 | 33 KV HT XLPE Cable 3 Core 150mm2 (Armoured) | KMs |  |  | New | HO | 1040950 | 1 | 0% | 1040950 | Latest rate (Haryana (DHBVN) 2016-17) | 1040950 | Approved | 1228321 | 1311597 |  | 0
183 | A.54 | 33 KV HT XLPE Cable 3 Core 120mm2 (Armoured) | KMs |  |  | New | HO | 944500 | 1 | 0% | 944500 | Latest rate (Haryana (DHBVN) 2016-17) | 944500 | Approved | 1114510 | 1190070 |  | 0
184 | A.53 | 33 KV HT XLPE Cable 3 Core 95mm2 (Armoured) | KMs |  |  | New | HO | 856640 | 1 | 0% | 856640 | Latest rate (Haryana (DHBVN) 2016-17) | 856640 | Approved | 1010835.2 | 1079366.4 |  | 0
185 | A.61 | 11 KV XLPE Cable single core 630mm2 (Armoured) | KMs |  |  | New | HO | 495811 | 1 | 0% | 495811 | Latest rate (Haryana (DHBVN) 2016-17) | 495811 | Approved | 585056.98 | 624721.86 |  | 0
186 | A.231 | 11 KV XLPE Cable 3 core 400mm2 (Armoured) | KMs |  |  | New | HO | 1447701.5427 | 1.0126 | 1.263% | 1465992.3524 | Nearest state rate (CSPDCL (Chattisgarh) 2015-16) | 1465992.3524 | Approved | 1729870.9758 | 1847150.364 |  | 0
187 | A.66 | 11 KV XLPE Cable 3 Core 300mm2 (Armoured) | KMs |  |  | New | HO | 1044000 | 1.0274 | 2.744% | 1072644.5519 | Nearest State & Lowest rate (UPPCL, Uttar Pradesh 2014-15) | 1072644.5519 | Approved | 1265720.5712 | 1351532.1354 |  | 0
188 | 28.1 | 11 KV XLPE Cable 3 Core 240 mm2 (Armoured) | KMs |  |  | Existing | HO | 935395.08 | 1.0126 | 1.263% | 947213.2158 | Head Office Rate | 947213.2158 | Approved | 1117711.5946 | 1193488.6519 | 935395.08
189 | A.65 | 11 KV XLPE Cable 3 Core 185mm2 (Armoured) | KMs |  |  | New | HO | 808000 | 1.0274 | 2.744% | 830169.3467 | Nearest State & Lowest rate (UPPCL, Uttar Pradesh 2014-15) | 830169.3467 | Approved | 979599.8291 | 1046013.3768 |  | 0
190 | A.64 | 11 KV XLPE Cable 3 Core 95mm2 (Armoured) | KMs |  |  | New | HO | 500800 | 1.0126 | 1.263% | 507127.2969 | Nearest state rate (Dept. of Energy (Odisha) 2015-16) | 507127.2969 | Approved | 598410.2104 | 638980.3941 | 556259.14 | 0
191 | A.63 | 11 KV XLPE Cable 3 Core 50mm2 (Armoured) | KMs |  |  | New | HO | 441560 | 1.0126 | 1.263% | 447138.8363 | Nearest state rate (Dept. of Energy (Odisha) 2015-16) | 447138.8363 | Approved | 527623.8268 | 563394.9337 |  | 0
192 | A.62 | 11 KV XLPE Cable 3 Core 25mm2 (Armoured) | KMs |  |  | New | HO | 190710 | 1 | 0% | 190710 | Latest rate (Haryana (DHBVN) 2016-17) | 190710 | Approved | 225037.8 | 240294.6 |  | 0
193 | A.91 | LT PVC Cable 3.5 Core 300mm2 | KMs |  |  | New | HO | 830340 | 1.0126 | 1.263% | 840830.8301 | Nearest state rate (Dept. of Energy (Odisha) 2015-16) | 840830.8301 | Approved | 992180.3795 | 1059446.8459 |  | 0
194 | A.90 | LT PVC Cable 3.5 Core 185mm2 | KMs |  |  | New | HO | 529990 | 1.0126 | 1.263% | 536686.0944 | Nearest state rate (Dept. of Energy (Odisha) 2015-16) | 536686.0944 | Approved | 633289.5914 | 676224.479 |  | 0
195 | A.89 | LT PVC Cable 3.5 Core 120mm2 | KMs |  |  | New | HO | 655710 | 1.0126 | 1.263% | 663994.4885 | Nearest state rate (Dept. of Energy (Odisha) 2015-16) | 663994.4885 | Approved | 783513.4965 | 836633.0555 |  | 0
196 | A.87 | LT PVC Cable 3.5 core 95 mm2 | KMs |  |  | New | HO | 420980 | 1.0126 | 1.263% | 426298.8208 | Nearest state rate (Dept. of Energy (Odisha) 2015-16) | 426298.8208 | Approved | 503032.6085 | 537136.5142 |  | 0
197 | A.232 | LT XLPE Cable 3.5 Core 300mm2 (Armoured) | KMs |  |  | New | HO | 784944.02 | 1.0126 | 1.263% | 794861.3001 | Nearest state rate (CSPDCL (Chattisgarh) 2015-16) | 794861.3001 | Approved | 937936.3341 | 1001525.2381 |  | 0
198 | A.233 | LT XLPE Cable 3.5 Core 185mm2 (Armoured) | KMs |  |  | New | HO | 358000 | 1 | 0% | 358000 | Latest and Lowest rate (Haryana (DHBVN) 2016-17) | 358000 | Approved | 422440 | 451080 |  | 0
199 | A.234 | LT XLPE Cable 3.5 Core 120mm2 (Armoured) | KMs |  |  | New | HO | 292280 | 1.0274 | 2.744% | 300299.377 | MSEDCL (Maharashtra) 2012-13 | 300299.377 | Approved | 354353.2649 | 378377.2151 |  | 0
200 | A.235 | LT XLPE Cable 3.5 core 95 mm2 (Armoured) | KMs |  |  | New | HO | 215000 | 1 | 0% | 215000 | Latest and Lowest rate (Haryana (DHBVN) 2016-17) | 215000 | Approved | 253700 | 270900 |  | 0
201 | A.95 | LT XLPE Cable 3.5 Core 50mm2 (Armoured) | KMs |  |  | New | HO | 158495 | 1 | 0% | 158495 | Latest rate (Haryana (DHBVN) 2016-17) | 158495 | Approved | 187024.1 | 199703.7 |  | 0
202 | A.94 | LT XLPE Cable 3.5 Core 25mm2 (Armoured) | KMs |  |  | New | HO | 102076 | 1 | 0% | 102076 | Latest rate (Haryana (DHBVN) 2016-17) | 102076 | Approved | 120449.68 | 128615.76 |  | 0
203 | A.83 | LT PVC Cable 2 Core 16 mm2 | KMs |  |  | New | HO | 100000 | 1 | 0% | 100000 | Nearest state rate (Dept. of Energy (Odisha) 2015-16) | 100000 | Approved | 118000 | 126000 |  | 0
204 | A.84 | LT PVC Cable 2 Core 10 mm2 | KMs |  |  | New | HO | 16500 | 1 | 0% | 16500 | Latest rate (Haryana (DHBVN) 2016-17) | 16500 | Approved | 19470 | 20790 |  | 0
205 | A.82 | LT PVC Cable 2 Core 6 mm2 | KMs |  |  | New | HO | 14099 | 1 | 0% | 14099 | Latest rate (Haryana (DHBVN) 2016-17) | 14099 | Approved | 16636.82 | 17764.74 |  | 0
206 | A.81 | LT PVC Cable 2 Core 4 mm2 | KMs |  |  | New | HO | 13000 | 1 | 0% | 13000 | Nearest state rate (Dept. of Energy (Odisha) 2015-16) | 13000 | Approved | 15340 | 16380 |  | 0
207 | A.93 | LT XLPE Cable 2 Core 10mm2 (Armoured) | KMs |  |  | New | HO | 43000 | 1 | 0% | 43000 | Latest rate (Haryana (DHBVN) 2016-17) | 43000 | Approved | 50740 | 54180 |  | 0
208 | A.92 | LT XLPE Cable 2 Core 6mm2 (Armoured) | KMs |  |  | New | HO | 41284 | 1 | 0% | 41284 | Latest rate (Haryana (DHBVN) 2016-17) | 41284 | Approved | 48715.12 | 52017.84 |  | 0
209 | A.236 | LT PVC Cable Single Core 300 mm2 | KMs |  |  | New | HO | 171033 | 1 | 0% | 171033 | Latest and Lowest rate (Haryana (DHBVN) 2016-17) | 171033 | Approved | 201818.94 | 215501.58 |  | 0
210 | A.78 | LT PVC Cable Single Core 185 mm2 | KMs |  |  | New | HO | 118331 | 1 | 0% | 118331 | Latest and Lowest rate (Haryana (DHBVN) 2016-17) | 118331 | Approved | 139630.58 | 149097.06 |  | 0
211 | A.77 | LT PVC Cable Single Core 120 mm2 | KMs |  |  | New | HO | 76284 | 1 | 0% | 76284 | Latest and Lowest rate (Haryana (DHBVN) 2016-17) | 76284 | Approved | 90015.12 | 96117.84 |  | 0
212 | A.76 | LT PVC Cable Single Core 95 mm2 | KMs |  |  | New | HO | 63349 | 1 | 0% | 63349 | Latest and Lowest rate (Haryana (DHBVN) 2016-17) | 63349 | Approved | 74751.82 | 79819.74 |  | 0
213 | A.75 | LT PVC Cable Single Core 50 mm2 | KMs |  |  | New | HO | 35052 | 1 | 0% | 35052 | Latest and Lowest rate (Haryana (DHBVN) 2016-17) | 35052 | Approved | 41361.36 | 44165.52 |  | 0
214 | A.100 | LT XLPE Single Core Cable 95 mm2 (Armoured) | KMs |  |  | New | HO | 112831 | 1 | 0% | 112831 | Latest rate (Haryana (DHBVN) 2016-17) | 112831 | Approved | 133140.58 | 142167.06 |  | 0
215 | A.99 | LT XLPE Single Core Cable 50 mm2 (Armoured) | KMs |  |  | New | HO | 74277 | 1 | 0% | 74277 | Latest rate (Haryana (DHBVN) 2016-17) | 74277 | Approved | 87646.86 | 93589.02 |  | 0
216 | A.98 | LT XLPE Single Core Cable 25 mm2 (Armoured) | KMs |  |  | New | HO | 51472 | 1 | 0% | 51472 | Latest rate (Haryana (DHBVN) 2016-17) | 51472 | Approved | 60736.96 | 64854.72 |  | 0
217 | A.443 | LT PVC Cable 3.5 Core 300mm2 (Armoured) | KMs |  |  | New | HO | 2423000 | 1 | 0% | 2423000 | Latest Rate (M/s KEI industries limited) | 2423000 | Approved | 2859140 | 3052980
218 | A.444 | LT PVC Cable 3.5 Core 185mm2 (Armoured) | KMs |  |  | New | HO | 1568000 | 1 | 0% | 1568000 | Latest Rate (M/s KEI industries limited) | 1568000 | Approved | 1850240 | 1975680
219 | A.445 | LT PVC Cable 3.5 Core 120mm2 (Armoured) | KMs |  |  | New | HO | 1062000 | 1 | 0% | 1062000 | Latest Rate (M/s KEI industries limited) | 1062000 | Approved | 1253160 | 1338120
220 | A.446 | LT PVC Cable 3.5 core 95 mm2 (Armoured) | KMs |  |  | New | HO | 851000 | 1 | 0% | 851000 | Latest Rate (M/s KEI industries limited) | 851000 | Approved | 1004180 | 1072260
221 | A.60 | 33 KV XLPE HT AB Cable 3 core x 185mm2+240 mm2 Bare messenger | KMs |  |  | New | HO | 1195347 | 1 | 0% | 1195347 | Latest rate (Haryana (DHBVN) 2016-17) | 1195347 | Approved | 1410509.46 | 1506137.22 |  | 0
222 | A.59 | 33 KV XLPE HT AB Cable 3 core x 120mm2+150 mm2 Bare messenger | KMs |  |  | New | HO | 941274 | 1 | 0% | 941274 | Latest rate (Haryana (DHBVN) 2016-17) | 941274 | Approved | 1110703.32 | 1186005.24 |  | 0
223 | A.58 | 33 KV XLPE HT AB Cable 3 core x 95mm2+120 mm2 Bare messenger | KMs |  |  | New | HO | 828156 | 1 | 0% | 828156 | Latest rate (Haryana (DHBVN) 2016-17) | 828156 | Approved | 977224.08 | 1043476.56 |  | 0
224 | A.74 | 11 KV XLPE HT AB Cable 3Cx185mm2+240mm2 bare messenger | KMs |  |  | New | HO | 827125 | 1 | 0% | 827125 | Latest and Lowest rate (Haryana (DHBVN) 2016-17) | 827125 | Approved | 976007.5 | 1042177.5 |  | 0
225 | A.73 | 11 KV XLPE HT AB Cable 3Cx185mm2+150mm2 bare messenger | KMs |  |  | New | HO | 771845 | 1 | 0% | 771845 | Latest rate (Haryana (DHBVN) 2016-17) | 771845 | Approved | 910777.1 | 972524.7 |  | 0
226 | A.72 | 11 KV XLPE HT AB Cable 3Cx150mm2+120mm2 bare messenger | KMs |  |  | New | HO | 655817 | 1 | 0% | 655817 | Latest rate (Haryana (DHBVN) 2016-17) | 655817 | Approved | 773864.06 | 826329.42 |  | 0
227 | A.71 | 11 KV XLPE HT AB Cable 3Cx95mm2+80mm2 bare messenger | KMs |  |  | New | HO | 497574 | 1 | 0% | 497574 | Latest rate (Haryana (DHBVN) 2016-17) | 497574 | Approved | 587137.32 | 626943.24 |  | 0
228 | A.70 | 11 KV XLPE HT AB Cable 3Cx70mm2+70mm2 bare messenger | KMs |  |  | New | HO | 421380 | 1 | 0% | 421380 | Latest rate (Haryana (DHBVN) 2016-17) | 421380 | Approved | 497228.4 | 530938.8 |  | 0
229 | A.69 | 11 KV XLPE HT AB Cable 3Cx50mm2+70mm2 bare messenger | KMs |  |  | New | HO | 359260 | 1 | 0% | 359260 | Latest rate (Haryana (DHBVN) 2016-17) | 359260 | Approved | 423926.8 | 452667.6 |  | 0
230 | A.68 | 11 KV XLPE HT AB Cable 3Cx35mm2+70mm2 bare messenger | KMs |  |  | New | HO | 323573 | 1 | 0% | 323573 | Latest rate (Haryana (DHBVN) 2016-17) | 323573 | Approved | 381816.14 | 407701.98 |  | 0
231 | A.67 | 11 KV XLPE HT AB Cable 3Cx35mm2+35mm2 bare messenger | KMs |  |  | New | HO | 303139 | 1 | 0% | 303139 | Latest rate (Haryana (DHBVN) 2016-17) | 303139 | Approved | 357704.02 | 381955.14 |  | 0
232 | 29.3 | LT XLPE AB Cable 3x50+1x25+1x35 5 Wire | KMs |  |  | New | HO | 129093.0242 | 1.0126 | 1.263% | 130724.0344 | Nearest state rate (CSPDCL (Chattisgarh) 2015-16) | 130724.0344 | Approved | 154254.3606 | 164712.2833 | 117263.07 | 0
233 | A.105 | LT XLPE AB Cable 3Cx120+70mm2 | KMs |  |  | New | HO | 450000 | 1.0126 | 1.263% | 455685.4705 | Nearest state rate (Dept. of Energy (Odisha) 2015-16) | 455685.4705 | Approved | 537708.8551 | 574163.6928 |  | 0
234 | A.104 | LT XLPE AB Cable 3Cx95+70mm2 | KMs |  |  | New | HO | 280105.84 | 1.0126 | 1.263% | 283644.8033 | Nearest state rate (Dept. of Energy (Odisha) 2015-16) | 283644.8033 | Approved | 334700.8679 | 357392.4521 |  | 0
235 | A.103 | LT XLPE AB Cable 3Cx50+35mm2 | KMs |  |  | New | HO | 154546.83 | 1.0126 | 1.263% | 156499.4332 | Nearest state rate (Dept. of Energy (Odisha) 2015-16) | 156499.4332 | Approved | 184669.3312 | 197189.2858 | 106110.18 | 0
236 | 29.2 | LT XLPE AB Cable 3Cx35+25mm2 | KMs |  |  | Existing | HO | 70380.31 | 1.0126 | 1.263% | 71269.5215 | Head Office Rate | 71269.5215 | Approved | 84098.0354 | 89799.5971
237 | A.102 | LT XLPE AB Cable 3Cx25+25mm2 | KMs |  |  | New | HO | 60965 | 1 | 0% | 60965 | Latest rate (Haryana (DHBVN) 2016-17) | 60965 | Approved | 71938.7 | 76815.9 |  | 0
238 | A.101 | LT XLPE AB Cable 3Cx16+25mm2 | KMs |  |  | New | HO | 45480 | 1 | 0% | 45480 | Latest and Lowest rate (Haryana (DHBVN) 2016-17) | 45480 | Approved | 53666.4 | 57304.8 |  | 0
239 | 29.4 | LT XLPE AB Cable 1Cx16+25mm2 Single phase | KMs |  |  | Existing | HO | 21026.99 | 1.0126 | 1.263% | 21292.653 | Head Office Rate | 21292.653 | Approved | 25125.3305 | 26828.7427
240 | A.237 | LT Pre insulated mid span joint suitable 25 mm2 phases | Nos. |  |  | New | RO | 104.04 | 1.0274 | 2.744% | 106.8946 | Nearest state rate (Odisha (FEDCO) 2014-15) | 106.8946 | Approved | 126.1356 | 134.6872 |  | 0
241 | A.238 | LT Pre insulated mid span joint suitable 35 mm2 phases | Nos. |  |  | New | RO | 104.04 | 1.0274 | 2.744% | 106.8946 | Nearest state rate (Odisha (FEDCO) 2014-15) | 106.8946 | Approved | 126.1356 | 134.6872 |  | 0
242 | A.239 | LT Pre insulated mid span joint suitable 50 mm2 phases | Nos. |  |  | New | RO | 112.2 | 1.0274 | 2.744% | 115.2785 | Nearest state rate (Odisha (FEDCO) 2014-15) | 115.2785 | Approved | 136.0286 | 145.2509 |  | 0
243 | A.240 | LT Pre insulated mid span joint suitable 70 mm2 Phases | Nos. |  |  | New | RO | 128.52 | 1.0274 | 2.744% | 132.0462 | Nearest state rate (Odisha (FEDCO) 2014-15) | 132.0462 | Approved | 155.8146 | 166.3783 |  | 0
244 | A.447 | LT Pre insulated mid span joint suitable 95 mm2 Phases | Nos. |  |  | New | HO | 147.2 | 1.0274 | 2.744% | 151.2388 |  | 151.2388 | Approved | 178.4618 | 190.5609
245 | A.448 | LT Pre insulated mid span joint suitable 120 mm2 Phases | Nos. |  |  | New | HO | 168.6 | 1.0274 | 2.744% | 173.2259 |  | 173.2259 | Approved | 204.4066 | 218.2647
246 | A.241 | Pre insulated mid span joint suitable for 25 mm2 Neutral messenger | Nos. |  |  | New | RO | 128.75 | 1.0274 | 2.744% | 132.2826 | Nearest state rate (Odisha (FEDCO) 2014-15) | 132.2826 | Approved | 156.0934 | 166.676 |  | 0
247 | A.242 | Pre insulated mid span joint suitable for 35 mm2 Neutral messenger | Nos. |  |  | New | RO | 231.75 | 1.0274 | 2.744% | 238.1086 | Nearest state rate (Odisha (FEDCO) 2014-15) | 238.1086 | Approved | 280.9681 | 300.0168 |  | 0
248 | A.243 | Pre insulated mid span joint suitable for 50 mm2 Neutral messenger | Nos. |  |  | New | RO | 149.35 | 1.0274 | 2.744% | 153.4478 | Nearest state rate (Odisha (FEDCO) 2014-15) | 153.4478 | Approved | 181.0684 | 193.3442 |  | 0
249 | A.244 | Insulation Piercing Connector for DB charging | Nos. |  |  | New | RO | 59.74 | 1.0274 | 2.744% | 61.3791 | Nearest state rate (Odisha (FEDCO) 2014-15) | 61.3791 | Approved | 72.4273 | 77.3377 | 71.23 | 0
250 | A.245 | Insulation piercing connector branching suitable for T Joints | Nos. |  |  | New | RO | 94.86 | 1.0274 | 2.744% | 97.4627 | Nearest state rate (Odisha (FEDCO) 2014-15) | 97.4627 | Approved | 115.006 | 122.803 | 80.75 | 0
251 | 72.1 | Piercing Connector for LT AB Cable | Nos. |  |  | Existing | RO | 101 | 1.0126 | 1.263% | 102.2761 | Cost Data Book 2014-15 and Dhanbad rate are comparable | 102.2761 | Approved | 120.6858 | 128.8679
252 | A.246 | Satellite Connector | Nos. |  |  | New | RO | 404.94 | 1.0274 | 2.744% | 416.0505 | Nearest state rate (Odisha (FEDCO) 2014-15) | 416.0505 | Approved | 490.9395 | 524.2236 |  | 0
253 | A.42 | LT AB Cable accessory, 1.1Mtr. Stainless steel strap IF207(20x0.7) | Mtrs. |  |  | New | RO | 30.9 | 1.0274 | 2.744% | 31.7478 | Nearest state rate (Odisha (FEDCO) 2014-15) | 31.7478 | Approved | 37.4624 | 40.0022 |  | 0
254 | A.247 | Buckle for strap | Nos. |  |  | New | RO | 6.695 | 1.0274 | 2.744% | 6.8787 | Nearest state rate (Odisha (FEDCO) 2014-15) | 6.8787 | Approved | 8.1169 | 8.6672 |  | 0
255 | 141.1 | Suspension clamp with eyehook | Set |  |  | Existing | RO | 200 | 1.0126 | 1.263% | 202.5269 | Cost Data Book 2014-15 and Dhanbad rate are comparable | 202.5269 | Approved | 238.9817 | 255.1839
256 | A.249 | Suspension Clamp Suitable for 25 -70 Sqmm BareMessenger (Including 1 No. Suspension Clamp with Bracket + 1.5 Mtr SS Strap + 2 Nos. SS buckle) | Set |  |  | New | RO | 413.89 | 1 | 0% | 413.89 | Latest rate (M/s Sicame India, New Delhi) | 413.89 | Approved | 488.3902 | 521.5014 | 395.3
257 | A.251 | Suspension Clamp Suitable for 35 -95 Sqmm Bare Messenger (Including 1 No. Suspension Clamp with Bracket + 1.5 Mtr SS Strap + 2 Nos. SS buckle) | Set |  |  | New | RO | 437.34 | 1 | 0% | 437.34 | Latest rate (M/s Sicame India, New Delhi) | 437.34 | Approved | 516.0612 | 551.0484 | 401.401
258 | A.253 | Suspension Clamp Suitable for 95 -150 Sqmm Bare Messenger (Including 1 No. Suspension Clamp with Bracket + 1.5 Mtr SS Strap + 2 Nos. SS buckle) | Set |  |  | New | RO | 501.83 | 1 | 0% | 501.83 | Latest rate (M/s Sicame India, New Delhi) | 501.83 | Approved | 592.1594 | 632.3058 | 401.401
259 | 140.1 | Dead end clamp with eyehook | Set |  |  | Existing | RO | 190 | 1.0126 | 1.263% | 192.4005 | Cost Data Book 2014-15 and Dhanbad rate are comparable | 192.4005 | Approved | 227.0326 | 242.4247
260 | A.255 | Dead End Clamp Suitable for 25 -50 Sqmm Bare Messenger (Including 1 No. Dead End Bracket + 1 No. Dead End + 1.5 Mtr SS Strap + 2 Nos. SS buckle) | Set |  |  | New | RO | 507.69 | 1 | 0% | 507.69 | Latest rate (M/s Sicame India, New Delhi) | 507.69 | Approved | 599.0742 | 639.6894 | 419.9
261 | A.257 | Dead End Clamp Suitable for 70 -95 Sqmm Bare Messenger (Including 1 No. Dead End Bracket + 1 No. Dead End + 1.5 Mtr SS Strap + 2 Nos. SS buckle) | Set |  |  | New | RO | 542.87 | 1 | 0% | 542.87 | Latest rate (M/s Sicame India, New Delhi) | 542.87 | Approved | 640.5866 | 684.0162 | 419.9
262 | A.259 | Dead End Clamp Suitable for 95 -150 Sqmm Bare Messenger (Including 1 No. Dead End Bracket + 1 No. Dead End + 1.5 Mtr SS Strap + 2 Nos. SS buckle) | Set |  |  | New | RO | 689.43 | 1 | 0% | 689.43 | Latest rate (M/s Sicame India, New Delhi) | 689.43 | Approved | 813.5274 | 868.6818 | 419.9
263 | A.48 | Spring loaded distribution Bus Bar insulated Box for fixing on pole suitable for AB XLPE Cable and three phase connection 1 incoming and out going 3 phase connection as per field requirement | Nos. |  |  | New | RO | 1152.57 | 1.0267 | 2.674% | 1183.3858 | Nearest state rate (Odisha (FEDCO) 2014-15) | 1183.3858 | Approved | 1396.3952 | 1491.0661 |  | 0
264 | A.262 | Service main anchor clamp for proper support of service cable(4mm2 and 10 mm2) | Nos. |  |  | New | RO | 61.8 | 1.0274 | 2.744% | 63.4956 | Nearest state rate (Odisha (FEDCO) 2014-15) | 63.4956 | Approved | 74.9248 | 80.0045 |  | 0
265 | 17.1 | Aluminium binding wire 5 sq. mm | KG |  |  | Existing | RO | 256.75 | 1.0057 | 0.5735% | 258.2224 | Average of 4 area boards rates | 258.2224 | Approved | 304.7025 | 325.3603
266 | 18.1 | GI Wire No. 6/8/10 | KG |  |  | Existing | RO | 71.9783 | 1.0126 | 1.263% | 72.8877 | Average of 6 area boards rates | 72.8877 | Approved | 86.0075 | 91.8385
267 | 122.1 | M S Nuts & Bolts of different size | KG |  |  | Existing | RO | 74.3425 | 1.0126 | 1.263% | 75.2818 | Average of 4 area boards rates | 75.2818 | Approved | 88.8325 | 94.855 | 77.23
268 | 124.1 | Aluminium Tape | KG |  |  | Existing | RO | 247.3333 | 1.0057 | 0.5735% | 248.7518 | Average of 3 area boards rates | 248.7518 | Approved | 293.5271 | 313.4272
269 | 129.2 | Jointing sleeves (Alumnium) suitable for 34/55 sq.mm | Nos. |  |  | Existing | RO | 64 | 1.0126 | 1.263% | 64.8086 | Average of 3 area boards rates | 64.8086 | Approved | 76.4741 | 81.6588
270 | 136.1 | Anticlimbing Device(Barbed wire) 2x12 SWG | KG |  |  | Existing | RO | 73 | 1.0274 | 2.744% | 75.0029 | 2014-15 with escalation | 75.0029 | Approved | 88.5034 | 94.5037
271 | 137.1 | Al paint | Ltrs. |  |  | Existing | RO | 264 | 1.0658 | 6.578% | 281.3652 | 2014-15 with escalation | 281.3652 | Approved | 332.011 | 354.5202
272 | 138.1 | Red oxide paint | Ltrs. |  |  | Existing | RO | 154 | 1.0267 | 2.674% | 158.1174 | Cost Data Book 2014-15 and Hazaribagh rate, both are comparable | 158.1174 | Approved | 186.5786 | 199.228
273 | 161.1 | Transformer oil (EHV Grade) | KL |  |  | Existing | HO | 85299.39 | 1.1144 | 11.44% | 95057.2034 | Head Office Rate | 95057.2034 | Approved | 112167.5 | 119772.0762 | 58721.4
274 | A.106 | Silica Gel | KG |  |  | New | RO | 162.6 | 1.0267 | 2.674% | 166.9474 | Nearest state rate (CSPDCL (Chattisgarh) 2015-16) | 166.9474 | Approved | 196.9979 | 210.3537 |  | 0
275 | A.263 | 33 kv Pole Top Bracket 50x10 mm flat[GALVANIZED] | Nos. | 2.9 | 65.41 | New | RO | 189.689 | 1 | 0% | 189.689 | Calculated (2.9 kg/Nos. @ INR 65.41 per kg) | 189.689 | Approved | 223.833 | 239.0081
276 | 7.1 | 33 KV Pole top bracket [NON GALVANIZED] | Nos. | 2.9 | 54.1 | Existing | RO | 142.78 | 1.0126 | 1.263% | 144.5839 | Average of 4 area boards rates | 144.5839 | Approved | 170.609 | 182.1758
277 | A.264 | 11kv Pole Top Bracket 50x8 mm flat [GALVANIZED] | Nos. | 2.1 | 65.41 | New | RO | 137.361 | 1 | 0% | 137.361 | Calculated (2.1 kg/Nos. @ INR 65.41 per kg) | 137.361 | Approved | 162.086 | 173.0749
278 | 8.1 | 11 KV Pole top bracket 50x8 mm (F- type)[NON GALVANIZED] | Nos. | 2.1 | 45.69 | Existing | RO | 94 | 1.0126 | 1.263% | 95.1876 | Average of 4 area boards rates | 95.1876 | Approved | 112.3214 | 119.9364
279 | A.265 | 33kv V Cross Arm for (100x50x6 mm)[GALVANIZED] | Nos. | 20.48 | 65.41 | New | RO | 1339.5968 | 1 | 0% | 1339.5968 | Calculated (20.48 kg/Nos. @ INR 65.41 per kg) | 1339.5968 | Approved | 1580.7242 | 1687.892
280 | 74.1 | 33 KV V cross arm (100x 50x 6 mm)[NON GALVANIZED] | Nos. | 20.48 | 50.28 | Existing | RO | 1016.99 | 1.0126 | 1.263% | 1029.839 | Average of 4 area boards rates | 1029.839 | Approved | 1215.2101 | 1297.5972
281 | A.266 | 11kv V Cross Arm (75x40x6 mm), 7.14 Kg per meter[GALVANIZED] | Nos. | 10.93 | 65.41 | New | RO | 714.9313 | 1 | 0% | 714.9313 | Calculated (10.93 kg/Nos. @ INR 65.41 per kg) | 714.9313 | Approved | 843.6189 | 900.8134
282 | 75.1 | 11 KV "V" cross arm (75 x 40 x6 mm)[NON GALVANIZED] | Nos. | 10.93 | 48.86 | Existing | RO | 528.84 | 1.0126 | 1.263% | 535.5216 | Average of 4 area boards rates | 535.5216 | Approved | 631.9154 | 674.7572
283 | A.267 | MS Angle (65x65x6 mm) for guarding of 33 KV, 11 KV, L.T line[GALVANIZED] | Nos. | 10.64 | 65.41 | New | RO | 695.9624 | 1 | 0% | 695.9624 | Calculated (10.64 kg/Nos. @ INR 65.41 per kg) | 695.9624 | Approved | 821.2356 | 876.9126
284 | 10.1 | MS Angle (65x65x6 mm) for guarding of 33 KV, 11 KV, L.T line[NON GALVANIZED] | Nos. | 10.64 | #REF! | Existing | RO | 484.57 | 1.0126 | 1.263% | 490.6922 | Average of 4 area boards rates x per unit weight | 490.6922 | Approved | 579.0168 | 618.2722
285 | A.268 | Top Channel Set ( 100x50x6 mm) 9.56 kg per meter[GALVANIZED] | Set | 53.44 | 65.41 | New | RO | 3495.5104 | 1 | 0% | 3495.5104 | Calculated (53.44 kg/Set @ INR 65.41 per kg) | 3495.5104 | Approved | 4124.7023 | 4404.3431
286 | A.269 | Top Channel Set ( 100x50x6 mm) 9.56 kg per meter[NON GALVANIZED] | Set | 53.44 | 43.89 | New | RO | 2345.4816 | 1.0126 | 1.263% | 2375.1153 | Calculated (53.44 kg/Set @ INR 43.89 per kg) | 2375.1153 | Approved | 2802.6361 | 2992.6453
287 | A.270 | MS Channel for AB Switch (100x50x6 mm) [GALVANIZED] | Set | 53.44 | 65.41 | New | RO | 3495.5104 | 1 | 0% | 3495.5104 | Calculated (53.44 kg/Set @ INR 65.41 per kg) | 3495.5104 | Approved | 4124.7023 | 4404.3431
288 | 34.1 | MS Channel AB switch(100x50x6 mm) [NON GALVANIZED] | Set | 53.44 | 43.89 | Existing | RO | 2366 | 1.0126 | 1.263% | 2395.8929 | Average of 3 area boards rates | 2395.8929 | Approved | 2827.1537 | 3018.8251
289 | A.271 | 33kv D P Channel ( 100x50x6 mm) 1.3 Meter Long [ GALVANIZED] | Set | 52 | 65.41 | New | RO | 3401.32 | 1 | 0% | 3401.32 | Calculated (52 kg/Set @ INR 65.41 per kg) | 3401.32 | Approved | 4013.5576 | 4285.6632
290 | 32.1 | 33 KV D.P Channel (100x50x6 mm)1.3 Meter [NON GALVANIZED] | Set | 52 | 52.15 | Existing | RO | 2545.3333 | 1.0126 | 1.263% | 2577.492 | Average of 3 area boards rates | 2577.492 | Approved | 3041.4406 | 3247.64
291 | A.272 | 11kv D P Channel ( 75x40x6 mm) [GALVANIZED] | Set | 32.32 | 65.41 | New | RO | 2114.0512 | 1 | 0% | 2114.0512 | Calculated (32.32 kg/Set @ INR 65.41 per kg) | 2114.0512 | Approved | 2494.5804 | 2663.7045
292 | 33.1 | 11KV D.P Channel (75x40x6mm)[NON GALVANIZED] | Set | 32.32 | 44.02 | Existing | RO | 1494.48 | 1.0126 | 1.263% | 1513.3618 | Average of 4 area boards rates | 1513.3618 | Approved | 1785.767 | 1906.8359
293 | A.273 | Transformer base Channel (100x50x6 mm)[GALVANIZED] | Set | 53.44 | 65.41 | New | RO | 3495.5104 | 1 | 0% | 3495.5104 | Calculated (53.44 kg/Set @ INR 65.41 per kg) | 3495.5104 | Approved | 4124.7023 | 4404.3431
294 | A.274 | Transformer base Channel (100x50x6 mm) [NON GALVANIZED] | Set | 53.44 | 43.89 | New | RO | 2345.4816 | 1.0126 | 1.263% | 2375.1153 | Calculated (53.44 kg/Set @ INR 43.89 per kg) | 2375.1153 | Approved | 2802.6361 | 2992.6453
295 | A.275 | Transformer belting (50x50x6 mm) & belting support (40x40x6 mm)[GALVANIZED] | Set | 32 | 65.41 | New | RO | 2093.12 | 1 | 0% | 2093.12 | Calculated (32 kg/Set @ INR 65.41 per kg) | 2093.12 | Approved | 2469.8816 | 2637.3312
296 | 53.1 | Transformer belting (50x50x6 mm) & belting support (40x40x6 mm) [NON GALVANIZED] | Set | 32 | 43.2 | Existing | RO | 1393.5 | 1.0126 | 1.263% | 1411.106 | Average of 4 area boards rates | 1411.106 | Approved | 1665.1051 | 1777.9936
297 | A.276 | Back clamp ( 50x6 mm) for 60kg Rail Pole[GALVANIZED] | Nos. | 1.79 | 65.41 | New | RO | 117.0839 | 1 | 0% | 117.0839 | Calculated (1.79 kg/Nos. @ INR 65.41 per kg) | 117.0839 | Approved | 138.159 | 147.5257
298 | 43.1 | Back clamp ( 50x6 mm) for 60kg Rail Pole[NON GALVANIZED] | Nos. | 1.79 | 46.53 | Existing | RO | 81.2075 | 1.0126 | 1.263% | 82.2335 | Average of 4 area boards rates | 82.2335 | Approved | 97.0355 | 103.6142
299 | A.277 | Back clamp ( 50x6 mm) for9 mtr 400kg PSC Pole[GALVANIZED] | Nos. | 1.95 | 65.4 | New | RO | 127.53 | 1 | 0% | 127.53 | Calculated (1.95 kg/Nos. @ INR 65.4 per kg) | 127.53 | Approved | 150.4854 | 160.6878
300 | A.278 | Back clamp ( 50x6 mm) for 9mtr 400kg PSC Pole[NON GALVANIZED] | Nos. | 1.95 | 46.8 | New | RO | 91.26 | 1.0126 | 1.263% | 92.413 | Calculated (1.95 kg/Nos. @ INR 46.8 per kg) | 92.413 | Approved | 109.0474 | 116.4404
301 | A.279 | Back Clamp ( 50x6 mm) for 8 mtr 200kg PSC pole[GALVANIZED] | Nos. | 1 | 65.41 | New | RO | 65.41 | 1 | 0% | 65.41 | Calculated (1 kg/Nos. @ INR 65.41 per kg) | 65.41 | Approved | 77.1838 | 82.4166
302 | A.280 | Back Clamp ( 50x6 mm) for 8 mtr 200kg PSC pole[NON GALVANIZED] | Nos. | 1 | 46.8 | New | RO | 46.8 | 1.0126 | 1.263% | 47.3913 | Calculated (1 kg/Nos. @ INR 46.8 per kg) | 47.3913 | Approved | 55.9217 | 59.713
303 | A.281 | Back clamp( 50x6 mm) for Tublar Pole[GALVANIZED] | Nos. | 1 | 65.4 | New | RO | 65.4 | 1 | 0% | 65.4 | Calculated (1 kg/Nos. @ INR 65.4 per kg) | 65.4 | Approved | 77.172 | 82.404
304 | A.282 | Back clamp( 50x6 mm) for Tublar Pole[ NON GALVANIZED] | Nos. | 1 | 46.8 | New | RO | 46.8 | 1.0126 | 1.263% | 47.3913 | Calculated (1 kg/Nos. @ INR 46.8 per kg) | 47.3913 | Approved | 55.9217 | 59.713
305 | A.283 | Support Clamp for V Cross Arm for 60kg Rail Pole[GALVANIZED] | Nos. | 1.79 | 65.41 | New | RO | 117.0839 | 1 | 0% | 117.0839 | Calculated (1.79 kg/Nos. @ INR 65.41 per kg) | 117.0839 | Approved | 138.159 | 147.5257
306 | A.284 | Support Clamp for V Cross Arm for 60kg Rail Pole[ NON GALVANIZED] | Nos. | 1.79 | 46.8 | New | RO | 83.772 | 1.0126 | 1.263% | 84.8304 | Calculated (1.79 kg/Nos. @ INR 46.8 per kg) | 84.8304 | Approved | 100.0999 | 106.8863
307 | A.285 | Support Clamp for V Cross Arm for 9 mtr 400kg PSC pole[GALVANIZED] | Nos. | 1.95 | 65.4 | New | RO | 127.53 | 1 | 0% | 127.53 | Calculated (1.95 kg/Nos. @ INR 65.4 per kg) | 127.53 | Approved | 150.4854 | 160.6878
308 | A.286 | Support Clamp for V Cross Arm for 9 mtr 400kg PSC pole[ NON GALVANIZED] | Nos. | 1.95 | 46.8 | New | RO | 91.26 | 1.0126 | 1.263% | 92.413 | Calculated (1.95 kg/Nos. @ INR 46.8 per kg) | 92.413 | Approved | 109.0474 | 116.4404
309 | A.287 | Support Clamp for V Cross Arm for 8 mtr 200kg PSC pole[GALVANIZED] | Nos. | 1 | 65.4 | New | RO | 65.4 | 1 | 0% | 65.4 | Calculated (1 kg/Nos. @ INR 65.4 per kg) | 65.4 | Approved | 77.172 | 82.404
310 | A.288 | Support Clamp for V Cross Arm for 8 mtr 200kg PSC pole[ NON GALVANIZED] | Nos. | 1 | 46.8 | New | RO | 46.8 | 1.0126 | 1.263% | 47.3913 | Calculated (1 kg/Nos. @ INR 46.8 per kg) | 47.3913 | Approved | 55.9217 | 59.713
311 | A.289 | Support Clamp for V Cross Arm for Tublar Pole[GALVANIZED] | Nos. | 1 | 65.4 | New | RO | 65.4 | 1 | 0% | 65.4 | Calculated (1 kg/Nos. @ INR 65.4 per kg) | 65.4 | Approved | 77.172 | 82.404
312 | A.290 | Support Clamp for V Cross Arm for Tublar Pole[GALVANIZED] | Nos. | 1 | 46.8 | New | RO | 46.8 | 1.0126 | 1.263% | 47.3913 | Calculated (1 kg/Nos. @ INR 46.8 per kg) | 47.3913 | Approved | 55.9217 | 59.713
313 | A.157 | Back Clamp (50x6 mm)Jointing/ Packing piece for 60kg Rail Pole [GALVANIZED] | Set | 0.8 | 65.4 | Existing | RO | 52.328 | 1 | 0% | 52.328 | Head Office Latest Procurement Rate (June 2016) | 52.328 | Approved | 61.747 | 65.9333
314 | A.291 | Back Clamp (50x6 mm)Jointing/ Packing piece for 60kg Rail Pole[ NON GALVANIZED] | Set | 0.8 | 52.66 | New | RO | 42.128 | 1.0126 | 1.263% | 42.6603 | Calculated (0.8 kg/Set @ INR 52.66 per kg) | 42.6603 | Approved | 50.3391 | 53.7519
315 | A.292 | Back clamp (50x6 mm) Jointing/ packing piece for 9 mtr 400kg PSC pole[GALVANIZED] | Set | 1.1 | 65.4 | New | RO | 71.94 | 1 | 0% | 71.94 | Calculated (1.1 kg/Set @ INR 65.4 per kg) | 71.94 | Approved | 84.8892 | 90.6444
316 | A.293 | Back clamp (50x6 mm) Jointing/ packing piece for 9 mtr 400kg PSC pole[ NON GALVANIZED] | Set | 1.1 | 46.8 | New | RO | 51.48 | 1.0126 | 1.263% | 52.1304 | Calculated (1.1 kg/Set @ INR 46.8 per kg) | 52.1304 | Approved | 61.5139 | 65.6843
317 | A.294 | Back clamp(50x6 mm) Jointing/ packing piece for 8 mtr 200kg PSC Pole [GALVANIZED] | Set | 0.7 | 65.4 | New | RO | 45.78 | 1 | 0% | 45.78 | Calculated (0.7 kg/Set @ INR 65.4 per kg) | 45.78 | Approved | 54.0204 | 57.6828
318 | A.295 | Back clamp(50x6 mm) Jointing/ packing piece for 8 mtr 200kg PSC Pole [ NON GALVANIZED] | Set | 0.7 | 46.8 | New | RO | 32.76 | 1.0126 | 1.263% | 33.1739 | Calculated (0.7 kg/Set @ INR 46.8 per kg) | 33.1739 | Approved | 39.1452 | 41.7991
319 | A.296 | Back clamp(50x6 mm) Jointing/ packing piece for Tublar Pole [GALVANIZED] | Set | 0.7 | 65.4 | New | RO | 45.78 | 1 | 0% | 45.78 | Calculated (0.7 kg/Set @ INR 65.4 per kg) | 45.78 | Approved | 54.0204 | 57.6828
320 | A.297 | Back clamp(50x6 mm) Jointing/ packing piece for Tublar Pole[ NON GALVANIZED] | Set | 0.7 | 46.8 | New | RO | 32.76 | 1.0126 | 1.263% | 33.1739 | Calculated (0.7 kg/Set @ INR 46.8 per kg) | 33.1739 | Approved | 39.1452 | 41.7991
321 | A.298 | Clamp for Top Channel 50x6 mm flat for 60kg Rail Pole[GALVANIZED] | Set | 2.4 | 65.4 | New | RO | 156.96 | 1 | 0% | 156.96 | Calculated (2.4 kg/Set @ INR 65.4 per kg) | 156.96 | Approved | 185.2128 | 197.7696
322 | A.299 | Clamp for Top Channel 50x6 mm flat for 60kg Rail Pole[ NON GALVANIZED] | Set | 2.4 | 46.8 | New | RO | 112.32 | 1.0126 | 1.263% | 113.7391 | Calculated (2.4 kg/Set @ INR 46.8 per kg) | 113.7391 | Approved | 134.2121 | 143.3113
323 | A.300 | Clamp for Top Channel 50x6 mm flat for 9 mtr 400kg PSC Pole[GALVANIZED] | Set | 2.79 | 65.4 | New | RO | 182.466 | 1 | 0% | 182.466 | Calculated (2.79 kg/Set @ INR 65.4 per kg) | 182.466 | Approved | 215.3099 | 229.9072
324 | A.301 | Clamp for Top Channel 50x6 mm flat for 9 mtr 400kg PSC Pole[ NON GALVANIZED] | Set | 2.79 | 46.8 | New | RO | 130.572 | 1.0126 | 1.263% | 132.2217 | Calculated (2.79 kg/Set @ INR 46.8 per kg) | 132.2217 | Approved | 156.0216 | 166.5993
325 | A.302 | Clamp for Top Channel 50x6 mm flat for 8 mtr 200kg PSC Pole[GALVANIZED] | Set | 2.16 | 65.41 | New | RO | 141.2856 | 1 | 0% | 141.2856 | Calculated (2.16 kg/Set @ INR 65.41 per kg) | 141.2856 | Approved | 166.717 | 178.0199
326 | A.303 | Clamp for Top Channel 50x6 mm flat for 8 mtr 200kg PSC Pole[ NON GALVANIZED] | Set | 2.16 | 46.8 | New | RO | 101.088 | 1.0126 | 1.263% | 102.3652 | Calculated (2.16 kg/Set @ INR 46.8 per kg) | 102.3652 | Approved | 120.7909 | 128.9801
327 | A.304 | Clamp for Top Channel 50x6 mm flat for Tublar Pole[GALVANIZED] | Set | 2.16 | 65.4 | New | RO | 141.264 | 1 | 0% | 141.264 | Calculated (2.16 kg/Set @ INR 65.4 per kg) | 141.264 | Approved | 166.6915 | 177.9926
328 | A.305 | Clamp for Top Channel 50x6 mm flat for Tublar Pole[ NON GALVANIZED] | Set | 2.16 | 46.8 | New | RO | 101.088 | 1.0126 | 1.263% | 102.3652 | Calculated (2.16 kg/Set @ INR 46.8 per kg) | 102.3652 | Approved | 120.7909 | 128.9801
329 | A.306 | Clamp for AB Switch Base Channel(50x6 mm) ( 1 set for 2 Pair ) for 60kg Rail Pole[GALVANIZED] | Set | 1.85 | 65.4 | New | RO | 120.99 | 1 | 0% | 120.99 | Calculated (1.85 kg/Set @ INR 65.4 per kg) | 120.99 | Approved | 142.7682 | 152.4474
330 | A.307 | Clamp for AB Switch Base Channel(50x6 mm) ( 1 set for 2 Pair ) for 60kg Rail Pole[ NON GALVANIZED] | Set | 1.85 | 46.8 | New | RO | 86.58 | 1.0126 | 1.263% | 87.6739 | Calculated (1.85 kg/Set @ INR 46.8 per kg) | 87.6739 | Approved | 103.4552 | 110.4691
331 | A.308 | Clamp for AB Switch Base Channel (50x6 mm)( 1 set for 2 Pair ) for 9 mtr 400kg PSC Pole[ GALVANIZED] | Set | 1.95 | 65.4 | New | RO | 127.53 | 1 | 0% | 127.53 | Calculated (1.95 kg/Set @ INR 65.4 per kg) | 127.53 | Approved | 150.4854 | 160.6878
332 | A.309 | Clamp for AB Switch Base Channel (50x6 mm)( 1 set for 2 Pair ) for 9 mtr 400kg PSC Pole[ NON GALVANIZED] | Set | 1.95 | 46.8 | New | RO | 91.26 | 1.0126 | 1.263% | 92.413 | Calculated (1.95 kg/Set @ INR 46.8 per kg) | 92.413 | Approved | 109.0474 | 116.4404
333 | A.310 | Clamp for AB Switch Base Channel (50x6 mm)( 1 set for 2 Pair ) for 8 mtr 200kg PSC Pole[ GALVANIZED] | Set | 1.75 | 65.41 | New | RO | 114.4675 | 1 | 0% | 114.4675 | Calculated (1.75 kg/Set @ INR 65.41 per kg) | 114.4675 | Approved | 135.0717 | 144.2291
334 | A.311 | Clamp for AB Switch Base Channel (50x6 mm)( 1 set for 2 Pair ) for 8 mtr 200kg PSC Pole[ NON GALVANIZED] | Set | 1.75 | 46.8 | New | RO | 81.9 | 1.0126 | 1.263% | 82.9348 | Calculated (1.75 kg/Set @ INR 46.8 per kg) | 82.9348 | Approved | 97.863 | 104.4978
335 | A.312 | Clamp for AB Switch Base Channel (50x6 mm)( 1 set for 2 Pair ) for tublar Pole [GALVANIZED] | Set | 0.9 | 65.41 | New | RO | 58.869 | 1 | 0% | 58.869 | Calculated (0.9 kg/Set @ INR 65.41 per kg) | 58.869 | Approved | 69.4654 | 74.1749
336 | A.313 | Clamp for AB Switch Base Channel (50x6 mm)( 1 set for 2 Pair ) for tublar Pole [NON GALVANIZED] | Set | 0.9 | 46.8 | New | RO | 42.12 | 1.0126 | 1.263% | 42.6522 | Calculated (0.9 kg/Set @ INR 46.8 per kg) | 42.6522 | Approved | 50.3295 | 53.7417
337 | A.314 | MS Channel (75x40x6 mm)for supporting H.G fuse & L.A [GALVANIZED] | Set | 44.96 | 65.4 | New | RO | 2940.384 | 1 | 0% | 2940.384 | Calculated (44.96 kg/Set @ INR 65.4 per kg) | 2940.384 | Approved | 3469.6531 | 3704.8838
338 | 35.1 | MS Channel (75x40x6 mm)for supporting H.G fuse & L.A [ NON GALVANIZED] | Set | 44.96 | 48.65 | Existing | RO | 2154.29 | 1.0126 | 1.263% | 2181.5081 | Average of 4 area boards rates | 2181.5081 | Approved | 2574.1796 | 2748.7002
339 | A.180 | Clamp (50 x 6 mm) for Transformer base channel [GALVANIZED] | Set of 2 Pair | 2.16 | 65.4 | Existing | RO | 141.2856 | 1 | 0% | 141.2856 | Head Office Latest Procurement Rate (June 2016) | 141.2856 | Approved | 166.717 | 178.0199
340 | 55.1 | Clamp (50 x 6 mm) for Transformer base channel [NON GALVANIZED] | Set of 2 Pair | 2.16 | 42.02 | Existing | RO | 135.69 | 1.0126 | 1.263% | 137.4044 | Average of 4 area boards rates | 137.4044 | Approved | 162.1371 | 173.1295
341 | A.315 | Clamp (50 x 6 mm) for Transformer belting [ GALVANIZED] | Pair | 2.16 | 65.4 | New | RO | 141.264 | 1 | 0% | 141.264 | Calculated (2.16 kg/Pair @ INR 65.4 per kg) | 141.264 | Approved | 166.6915 | 177.9926
342 | 56.1 | Clamp (50 x 6 mm) for Transformer belting [NON GALVANIZED] | Pair | 2.16 | 37.79 | Existing | RO | 70.9425 | 1.0126 | 1.263% | 71.8388 | Average of 4 area boards rates | 71.8388 | Approved | 84.7698 | 90.5169
343 | A.316 | Clamp (50 x 6 mm) for LT bus & H.G fuse set [GALVANIZED] | Pair | 0.9 | 65.4 | New | RO | 58.86 | 1 | 0% | 58.86 | Calculated (0.9 kg/Pair @ INR 65.4 per kg) | 58.86 | Approved | 69.4548 | 74.1636
344 | 57.1 | Clamp (50 x 6 mm) for LT bus & H.G fuse set [NON GALVANIZED] | Pair | 0.9 | 52.3 | Existing | RO | 61.065 | 1.0126 | 1.263% | 61.8365 | Average of 4 area boards rates | 61.8365 | Approved | 72.9671 | 77.914
345 | A.317 | D P Channel Support Clamp ( 50x6 mm) feet (1 pair = 1 set) for 60kg Rail Pole[GALVANIZED] | Set of 2 Pair | 2.16 | 65.41 | New | RO | 141.2856 | 1 | 0% | 141.2856 | Calculated (2.16 kg/Set of 2 Pair @ INR 65.41 per kg) | 141.2856 | Approved | 166.717 | 178.0199
346 | 37.1 | D.P Channel support clamp (50x6 mm)) for 60kg Rail Pole [NON GALVANIZED] | Set of 2 Pair | 2.16 | 38.48 | Existing | RO | 84.54 | 1.0126 | 1.263% | 85.6081 | Average of 4 area boards rates | 85.6081 | Approved | 101.0176 | 107.8662
347 | A.318 | D P Channel Support Clamp ( 50x6 mm) feet ( 1 pair = 1 set ) for 9 mtr 400kg PSC Pole[GALVANIZED] | Set of 2 Pair | 2.5 | 65.41 | New | RO | 163.525 | 1 | 0% | 163.525 | Calculated (2.5 kg/Set of 2 Pair @ INR 65.41 per kg) | 163.525 | Approved | 192.9595 | 206.0415
348 | A.319 | D.P Channel support clamp (50x6 mm)for 9 mtr 400kg PSC Pole[NON GALVANIZED] | Set of 2 Pair | 2.5 | 46.8 | New | RO | 117 | 1.0126 | 1.263% | 118.4782 | Calculated (2.5 kg/Set of 2 Pair @ INR 46.8 per kg) | 118.4782 | Approved | 139.8043 | 149.2826
349 | A.320 | D P Channel Support Clamp ( 50x6 mm) feet ( 1 pair = 1 set ) for 8 mtr 200kg PSC Pole[GALVANIZED] | Set of 2 Pair | 1.8 | 65.41 | New | RO | 117.738 | 1 | 0% | 117.738 | Calculated (1.8 kg/Set of 2 Pair @ INR 65.41 per kg) | 117.738 | Approved | 138.9308 | 148.3499
350 | A.321 | D.P Channel support clamp (50x6 mm)for 8 mtr 200kg PSC Pole [NONGALVANIZED] | Set of 2 Pair | 1.8 | 46.8 | New | RO | 84.24 | 1.0126 | 1.263% | 85.3043 | Calculated (1.8 kg/Set of 2 Pair @ INR 46.8 per kg) | 85.3043 | Approved | 100.6591 | 107.4834
351 | A.322 | D P Channel Support Clamp ( 50x6 mm) feet ( 1 pair = 1 set ) for Tublar Pole[GALVANIZED] | Set of 2 Pair | 1.8 | 65.41 | New | RO | 117.738 | 1 | 0% | 117.738 | Calculated (1.8 kg/Set of 2 Pair @ INR 65.41 per kg) | 117.738 | Approved | 138.9308 | 148.3499
352 | A.323 | D P Channel Support Clamp ( 50x6 mm) feet ( 1 pair = 1 set ) for Tublar Pole [NON GALVANIZED] | Set of 2 Pair | 1.8 | 46.8 | New | RO | 84.24 | 1.0126 | 1.263% | 85.3043 | Calculated (1.8 kg/Set of 2 Pair @ INR 46.8 per kg) | 85.3043 | Approved | 100.6591 | 107.4834
353 | A.324 | D P Channel Clamp ( 40x6 mm ) flat for 60 kg Rail Pole[GALVANIZED] | Pair | 4.2 | 65.41 | New | RO | 274.722 | 1 | 0% | 274.722 | Calculated (4.2 kg/Pair @ INR 65.41 per kg) | 274.722 | Approved | 324.172 | 346.1497
354 | A.325 | D P Channel Clamp ( 40x6 mm ) flat for 60 kg Rail Pole[ NON GALVANIZED] | Pair | 4.2 | 46.8 | New | RO | 196.56 | 1.0126 | 1.263% | 199.0434 | Calculated (4.2 kg/Pair @ INR 46.8 per kg) | 199.0434 | Approved | 234.8712 | 250.7947
355 | A.326 | D P Channel Clamp ( 40x6 mm ) flat 9 mtr 400kg PSC Pole[GALVANIZED] | Pair | 4.4 | 65.41 | New | RO | 287.804 | 1 | 0% | 287.804 | Calculated (4.4 kg/Pair @ INR 65.41 per kg) | 287.804 | Approved | 339.6087 | 362.633
356 | A.327 | D P Channel Clamp ( 40x6 mm ) flat 9 mtr 400kg PSC Pole[ NON GALVANIZED] | Pair | 4.4 | 46.8 | New | RO | 205.92 | 1.0126 | 1.263% | 208.5217 | Calculated (4.4 kg/Pair @ INR 46.8 per kg) | 208.5217 | Approved | 246.0556 | 262.7373
357 | A.328 | D P Channel Clamp ( 40x6 mm ) flat 8 mtr 200kg PSC Pole[GALVANIZED] | Pair | 2.6 | 65.41 | Existing | RO | 170.066 | 1 | 0% | 170.066 | Head Office Latest Procurement Rate (June 2016) | 170.066 | Approved | 200.6779 | 214.2832
358 | 36.1 | D P Channel Clamp ( 40x6 mm ) flat 8 mtr 200kg PSC Pole[ NON GALVANIZED] | Pair | 2.6 | 32.03 | Existing | RO | 86.6225 | 1.0126 | 1.263% | 87.7169 | Average of 4 area boards rates | 87.7169 | Approved | 103.506 | 110.5233
359 | A.329 | D P Channel Clamp ( 40x6 mm ) flat for Tublar Pole[GALVANIZED] | Pair | 2.6 | 65.41 | New | RO | 170.066 | 1 | 0% | 170.066 | Calculated (2.6 kg/Pair @ INR 65.41 per kg) | 170.066 | Approved | 200.6779 | 214.2832
360 | A.330 | D P Channel Clamp ( 40x6 mm ) flat for Tublar Pole[ NON GALVANIZED] | Pair | 2.6 | 46.8 | New | RO | 121.68 | 1.0126 | 1.263% | 123.2174 | Calculated (2.6 kg/Pair @ INR 46.8 per kg) | 123.2174 | Approved | 145.3965 | 155.2539
361 | A.331 | 33kv Cross Bracing for D P Structure [GALVANIZED] | Set | 42 | 65.41 | New | RO | 2747.22 | 1 | 0% | 2747.22 | Calculated (42 kg/Set @ INR 65.41 per kg) | 2747.22 | Approved | 3241.7196 | 3461.4972
362 | 40.1 | 33 KV Cross bracing for DP Channel[ NON GALVANIZED] | Set | 42 | 43.18 | Existing | RO | 1975.2 | 1.0126 | 1.263% | 2000.1554 | Average of 4 area boards rates | 2000.1554 | Approved | 2360.1834 | 2520.1958
363 | A.332 | 11 KV Cross bracing for D P Structure[GALVANIZED] | Set | 35 | 65.41 | New | RO | 2289.35 | 1 | 0% | 2289.35 | Calculated (35 kg/Set @ INR 65.41 per kg) | 2289.35 | Approved | 2701.433 | 2884.581
364 | 47.1 | 11 KV Cross bracing for D P Structure[NON GALVANIZED] | Set | 35 | 46.62 | Existing | RO | 1524 | 1.0126 | 1.263% | 1543.2548 | Average of 3 area boards rates | 1543.2548 | Approved | 1821.0407 | 1944.501
365 | A.169 | Clamp for Cross Bracing Set of 2 pair for 60kg Rail Pole[GALVANIZED] | Set of 2 Pair | 2.5 | 65.41 | Existing | RO | 163.525 | 1 | 0% | 163.525 | Head Office Latest Procurement Rate (June 2016) | 163.525 | Approved | 192.9595 | 206.0415
366 | 41.1 | Clamp for cross bracing Set of 2 pair for 60kg Rail Pole[NON GALVANIZED] | Set of 2 Pair | 2.5 | 47.59 | Existing | RO | 161.375 | 1.0126 | 1.263% | 163.4139 | Average of 4 area boards pair rates | 163.4139 | Approved | 192.8284 | 205.9015
367 | A.333 | Clamp for Cross Bracing Set of 2 pair for 9 mtr 400kg PSC Pole[GALVANIZED] | Set of 2 Pair | 4.6 | 65.41 | New | RO | 300.886 | 1 | 0% | 300.886 | Calculated (4.6 kg/Set of 2 Pair @ INR 65.41 per kg) | 300.886 | Approved | 355.0455 | 379.1164
368 | A.334 | Clamp for Cross Bracing Set of 2 pair for 9 mtr 400kg PSC Pole[ NON GALVANIZED] | Set of 2 Pair | 4.6 | 46.8 | New | RO | 215.28 | 1.0126 | 1.263% | 217.9999 | Calculated (4.6 kg/Set of 2 Pair @ INR 46.8 per kg) | 217.9999 | Approved | 257.2399 | 274.6799
369 | A.176 | Clamp for Cross bracing Set of 2 Pair for 8 mtr 200kg PSC pole[GALVANIZED] | Set of 2 Pair | 4.4 | 65.41 | Existing | RO | 287.804 | 1 | 0% | 287.804 | Head Office Latest Procurement Rate (June 2016) | 287.804 | Approved | 339.6087 | 362.633
370 | 48.1 | Clamp for Cross bracing Set of 2 Pair for 8 mtr 200kg PSC pole NON [GALVANIZED] | Set of 2 Pair | 4.4 | 40.08 | Existing | RO | 174.6867 | 1.0126 | 1.263% | 176.8937 | Average of 3 area boards rates | 176.8937 | Approved | 208.7346 | 222.8861
371 | A.335 | Clamp for Cross Bracing Set of 2 pair for Tublar Pole[GALVANIZED] | Set of 2 Pair | 2.2 | 65.41 | New | RO | 143.902 | 1 | 0% | 143.902 | Calculated (2.2 kg/Set of 2 Pair @ INR 65.41 per kg) | 143.902 | Approved | 169.8044 | 181.3165
372 | A.336 | Clamp for Cross Bracing Set of 2 pair for Tublar Pole[ NON GALVANIZED] | Set of 2 Pair | 2.2 | 46.8 | New | RO | 102.96 | 1.0126 | 1.263% | 104.2608 | Calculated (2.2 kg/Set of 2 Pair @ INR 46.8 per kg) | 104.2608 | Approved | 123.0278 | 131.3687
373 | A.337 | Support clamp for Cross Bracing for 60kg Rail Pole[GALVANIZED] | Set | 2.8 | 65.41 | Existing | RO | 183.15 | 1 | 0% | 183.15 | Head Office Latest Procurement Rate (June 2016) | 183.15 | Approved | 216.117 | 230.769
374 | A.338 | Support clamp for Cross Bracing for 60kg Rail Pole[ NON GALVANIZED] | Set | 2.8 | 46.8 | New | RO | 131.04 | 1.0126 | 1.263% | 132.6956 | Calculated (2.8 kg/Set @ INR 46.8 per kg) | 132.6956 | Approved | 156.5808 | 167.1965
375 | A.339 | Support clamp for Cross Bracing for 9 mtr 400kg PSC Pole[GALVANIZED] | Set | 3 | 65.41 | New | RO | 196.23 | 1 | 0% | 196.23 | Calculated (3 kg/Set @ INR 65.41 per kg) | 196.23 | Approved | 231.5514 | 247.2498
376 | A.340 | Support clamp for Cross Bracing for 9 mtr 400kg PSC Pole[ NON GALVANIZED] | Set | 3 | 46.8 | New | RO | 140.4 | 1.0126 | 1.263% | 142.1739 | Calculated (3 kg/Set @ INR 46.8 per kg) | 142.1739 | Approved | 167.7652 | 179.1391
377 | A.341 | Support clamp for Cross Bracing for 8 mtr 200kg PSC Pole[GALVANIZED] | Set | 2.6 | 65.41 | New | RO | 170.066 | 1 | 0% | 170.066 | Calculated (2.6 kg/Set @ INR 65.41 per kg) | 170.066 | Approved | 200.6779 | 214.2832
378 | A.342 | Support clamp for Cross Bracing for 8 mtr 200kg PSC Pole[NON GALVANIZED] | Set | 2.6 | 46.8 | New | RO | 121.68 | 1.0126 | 1.263% | 123.2174 | Calculated (2.6 kg/Set @ INR 46.8 per kg) | 123.2174 | Approved | 145.3965 | 155.2539
379 | A.343 | Support clamp for Cross Bracing for Tublar Pole[GALVANIZED] | Set | 2.6 | 65.41 | New | RO | 170.066 | 1 | 0% | 170.066 | Calculated (2.6 kg/Set @ INR 65.41 per kg) | 170.066 | Approved | 200.6779 | 214.2832
380 | A.344 | Support clamp for Cross Bracing for Tublar Pole[NON GALVANIZED] | Set | 2.6 | 46.8 | New | RO | 121.68 | 1.0126 | 1.263% | 123.2174 | Calculated (2.6 kg/Set @ INR 46.8 per kg) | 123.2174 | Approved | 145.3965 | 155.2539
381 | A.345 | Angle/side Stay Clamp (50x6 mm) for 60kg Rail Pole [GALVANIZED] | Set | 1.75 | 65.41 | New | RO | 114.4675 | 1 | 0% | 114.4675 | Calculated (1.75 kg/Set @ INR 65.41 per kg) | 114.4675 | Approved | 135.0717 | 144.2291
382 | 58.1 | Angle /Side Stay clamp (50x6 mm) for 60kg Rail Pole [NON GALVANIZED] | Set | 1.75 | 47.59 | Existing | RO | 103.525 | 1.0126 | 1.263% | 104.833 | Average of 2 area boards rates | 104.833 | Approved | 123.7029 | 132.0895
383 | A.346 | Angle/side Stay Clamp ( 50x10 mm) for 9 mtr 400kg PSC Pole[GALVANIZED] | Set | 1.95 | 65.41 | New | RO | 127.5495 | 1 | 0% | 127.5495 | Calculated (1.95 kg/Set @ INR 65.41 per kg) | 127.5495 | Approved | 150.5084 | 160.7124
384 | 39.1 | Angle/side Stay Clamp ( 50x10 mm) for 9 mtr 400kg PSC Pole[ NON GALVANIZED] | Set | 1.95 | 46.74 | Existing | RO | 90.8875 | 1.0126 | 1.263% | 92.0358 | Average of 4 area boards rates | 92.0358 | Approved | 108.6023 | 115.9651
385 | A.347 | Angle/side Stay Clamp ( 50x6 mm) for 8 mtr 200kg PSC Pole[GALVANIZED] | Set | 1.65 | 65.41 | New | RO | 107.9265 | 1 | 0% | 107.9265 | Calculated (1.65 kg/Set @ INR 65.41 per kg) | 107.9265 | Approved | 127.3533 | 135.9874
386 | A.348 | Angle/side Stay Clamp ( 50x6 mm) for 8 mtr 200kg PSC Pole[ NON GALVANIZED] | Set | 1.65 | 46.8 | New | RO | 77.22 | 1.0126 | 1.263% | 78.1956 | Calculated (1.65 kg/Set @ INR 46.8 per kg) | 78.1956 | Approved | 92.2708 | 98.5265
387 | A.349 | Angle/side Stay Clamp ( 50x6 mm) for Tublar Pole[GALVANIZED] | Set | 1.65 | 65.41 | New | RO | 107.9265 | 1 | 0% | 107.9265 | Calculated (1.65 kg/Set @ INR 65.41 per kg) | 107.9265 | Approved | 127.3533 | 135.9874
388 | 50.1 | Angle/side stay clamp (50 x 6 mm)for Tublar Pole[ NON GALVANIZED] | Set | 1.65 | 47.59 | Existing | RO | 77.75 | 1.0126 | 1.263% | 78.7323 | Average of 4 area boards rates | 78.7323 | Approved | 92.9041 | 99.2027
389 | A.350 | MS Flat (75x40x6 mm)[ GALVANIZED] | Mtrs. | 2.4 | 65.41 | New | RO | 156.984 | 1 | 0% | 156.984 | Calculated (2.4 kg/Mtrs. @ INR 65.41 per kg) | 156.984 | Approved | 185.2411 | 197.7998
390 | 12.1 | MS Flat (75x40x6 mm)[ NON GALVANIZED] | Mtrs. | 2.4 | 51.5 | Existing | RO | 117.9 | 1.0126 | 1.263% | 119.3896 | Average of 4 area boards rates x per unit weight | 119.3896 | Approved | 140.8797 | 150.4309
391 | A.351 | Earth clamp for earthwire (50 x 6 mm)[GALVANIZED] | Pair | 1.6 | 65.41 | New | RO | 104.656 | 1 | 0% | 104.656 | Calculated (1.6 kg/Pair @ INR 65.41 per kg) | 104.656 | Approved | 123.4941 | 131.8666
392 | 38.1 | Earth clamp for earthwire (50 x 6 mm)[ NON GALVANIZED] | Pair | 1.6 | 46.8 | Existing | RO | 67.96 | 1.0126 | 1.263% | 68.8186 | Average of 2 area boards rates | 68.8186 | Approved | 81.206 | 86.7115
393 | A.352 | MS Angle for LT Distribution bus (35x35x6 mm) 1 set for 2 pair[GALVANIZED] | Set | 18.74 | 65.41 | New | RO | 1225.7834 | 1 | 0% | 1225.7834 | Calculated (18.74 kg/Set @ INR 65.41 per kg) | 1225.7834 | Approved | 1446.4244 | 1544.4871
394 | 11.1 | MS Angle for L T distribution bus (35 x 35 x6 mm)[ NON GALVANIZED] | Set | 18.74 | 50.09 | Existing | RO | 790.25 | 1.0126 | 1.263% | 800.2343 | Average of 4 area boards rates | 800.2343 | Approved | 944.2765 | 1008.2952
395 | A.353 | LT Angle Bracket (35x35x6 mm)[GALVANIZED] | Set | 3.75 | 65.41 | New | RO | 245.2875 | 1 | 0% | 245.2875 | Calculated (3.75 kg/Set @ INR 65.41 per kg) | 245.2875 | Approved | 289.4393 | 309.0623
396 | 9.1 | LT Angle bracket (35 x 35 x 6 mm)[ NON GALVANIZED] | Set | 3.75 | 48.61 | Existing | RO | 158.25 | 1.0126 | 1.263% | 160.2494 | Average of 4 area boards rates | 160.2494 | Approved | 189.0943 | 201.9142
397 | A.354 | MS Flat 35X6 mm (D-Ring) for 10 connections[GALVANIZED] | Nos. | 1 | 65.41 | New | RO | 65.41 | 1 | 0% | 65.41 | Calculated (1 kg/Nos. @ INR 65.41 per kg) | 65.41 | Approved | 77.1838 | 82.4166
398 | A.355 | MS Flat 35X6 mm (D-Ring) for 10 connections[ NON GALVANIZED] | Nos. | 1 | 49.6 | New | RO | 49.6 | 1.0126 | 1.263% | 50.2267 | Calculated (1 kg/Nos. @ INR 49.6 per kg) | 50.2267 | Approved | 59.2675 | 63.2856
399 | A.356 | LT Back clamp (50 x 6 mm) for LT angle[GALVANIZED] | Pair | 1 | 65.41 | New | RO | 65.41 | 1 | 0% | 65.41 | Calculated (1 kg/Pair @ INR 65.41 per kg) | 65.41 | Approved | 77.1838 | 82.4166
400 | 52.1 | LT Back clamp (50 x 6 mm) for LT angle[ NON GALVANIZED] | Pair | 1 | 48.6 | Existing | RO | 46.384 | 1.0126 | 1.263% | 46.97 | Average of 5 area boards rates | 46.97 | Approved | 55.4246 | 59.1822
401 | A.357 | "U" clamp (40 x 6 mm)[GALVANIZED] | Nos. | 0.6 | 65.41 | New | RO | 39.246 | 1 | 0% | 39.246 | Calculated (0.6 kg/Nos. @ INR 65.41 per kg) | 39.246 | Approved | 46.3103 | 49.45
402 | 51.1 | "U" clamp (40 x 6 mm)[ NON GALVANIZED] | Nos. | 0.6 | 48.61 | Existing | RO | 39.334 | 1.0126 | 1.263% | 39.831 | Average of 5 area boards rates | 39.831 | Approved | 47.0005 | 50.187
403 | A.30 | C-wedge Connector for 0.2sq Panther Conductor (Nominal Aluminum Area 200mm2) | Nos. |  |  | New | HO | 1000 | 1 | 0% | 1000 | Latest rate (Haryana (DHBVN) 2016-17) | 1000 | Approved | 1180 | 1260 |  | 0
404 | A.1 | GI Pipe 6" heavy duty (C-Class) | Mtrs. |  |  | New | HO | 1403 | 1 | 0% | 1403 | Latest rate (Vijay Sales Corporation (for jindal pipes) 2016) | 1403 | Approved | 1655.54 | 1767.78
405 | A.358 | GI Pipe 6" light duty (C-Class) | Mtrs. |  |  | New | HO | 1203 | 1 | 0% | 1203 | Latest rate (Vijay Sales Corporation (for jindal pipes) 2016) | 1203 | Approved | 1419.54 | 1515.78
406 | A.36 | GI Pipe 4" Heavy (C -Class) | Mtrs. |  |  | New | RO | 944.6 | 1 | 0% | 944.6 | Latest rate (Vijay Sales Corporation (for jindal pipes) 2016) | 944.6 | Approved | 1114.628 | 1190.196
407 | A.35 | GI Pipe 4" Light (A -Class) | Mtrs. |  |  | New | RO | 665.75 | 1 | 0% | 665.75 | Latest rate (Vijay Sales Corporation (for jindal pipes) 2016) | 665.75 | Approved | 785.585 | 838.845
408 | 146.1 | 33 KV 3-core XLPE UG cable Heat shrinkable straight through Jointing kit suitable for 400 mm2 | Set |  |  | Existing | RO | 97068 | 1 | 0% | 97068 | Latest & Lowest rate (M/s Raychem RPG) | 97068 | Approved | 114540.24 | 122305.68
409 | A.392 | 33 KV 3-core XLPE UG cable Heat shrinkable straight through Jointing kit suitable for 300 mm2 | Set |  |  | Existing | RO | 86681 | 1 | 0% | 86681 | Latest & Lowest rate (M/s Raychem RPG) | 86681 | Approved | 102283.58 | 109218.06
410 | A.359 | 33 KV 3-core XLPE UG cable Heat shrinkable straight through Jointing kit suitable for 240mm2 | Set |  |  | New | RO | 86681 | 1 | 0% | 86681 | Latest & Lowest rate (M/s Raychem RPG) | 86681 | Approved | 102283.58 | 109218.06
411 | A.393 | 33 KV 3-core XLPE UG cable Heat shrinkable straight through Jointing kit suitable for 185 mm2 | Set |  |  | New | RO | 86681 | 1 | 0% | 86681 | Latest & Lowest rate (M/s Raychem RPG) | 86681 | Approved | 102283.58 | 109218.06
412 | A.394 | 33 KV 3-core heat shrikable straight through Cable termination kit for 150-95 mm2 | Set |  |  | New | RO | 62391 | 1 | 0% | 62391 | Latest & Lowest rate (M/s Raychem RPG) | 62391 | Approved | 73621.38 | 78612.66
413 | A.395 | 33 KV 3-core heat shrikable straight through Cable termination kit for 70-35 mm2 | Set |  |  | New | RO | 49371 | 1 | 0% | 49371 | Latest & Lowest rate (M/s Raychem RPG) | 49371 | Approved | 58257.78 | 62207.46
414 | 144.1 | 33 KV 3-core heat shrinkable Out door type Cable termination kit for 400mm2 | Set |  |  | Existing | RO | 45347 | 1 | 0% | 45347 | Latest & Lowest rate (M/s Raychem RPG) | 45347 | Approved | 53509.46 | 57137.22
415 | A.396 | 33 KV 3-core heat shrinkable Out door type Cable termination kit for 300 mm2 | Set |  |  | Existing | RO | 45347 | 1 | 0% | 45347 | Latest & Lowest rate (M/s Raychem RPG) | 45347 | Approved | 53509.46 | 57137.22
416 | A.360 | 33 KV 3-core heat shrinkable Out door type Cable termination kit for 240 mm2 | Set |  |  | New | RO | 45347 | 1 | 0% | 45347 | Latest & Lowest rate (M/s Raychem RPG) | 45347 | Approved | 53509.46 | 57137.22
417 | A.397 | 33 KV 3-core heat shrinkable Out door type Cable termination kit for 185 mm2 | Set |  |  | New | RO | 34261 | 1 | 0% | 34261 | Latest & Lowest rate (M/s Raychem RPG) | 34261 | Approved | 40427.98 | 43168.86
418 | A.398 | 33 KV 3-core heat shrinkable Out door type Cable termination kit for 120 mm2 | Set |  |  | New | RO | 34261 | 1 | 0% | 34261 | Latest & Lowest rate (M/s Raychem RPG) | 34261 | Approved | 40427.98 | 43168.86
419 | A.399 | 33 KV 3-core heat shrikable Out door Cable termination kit for 95-70 mm2 | Set |  |  | New | RO | 26433 | 1 | 0% | 26433 | Latest & Lowest rate (M/s Raychem RPG) | 26433 | Approved | 31190.94 | 33305.58
420 | A.400 | 33 KV 3-core heat shrikableOut door Cable termination kit for 50-25 mm2 | Set |  |  | New | RO | 21261 | 1 | 0% | 21261 | Latest & Lowest rate (M/s Raychem RPG) | 21261 | Approved | 25087.98 | 26788.86
421 | 145.1 | 33 KV 3-core heat shrikable Indoor Cable termination kit for 400mm2 | Set |  |  | Existing | RO | 28216 | 1 | 0% | 28216 | Latest & Lowest rate (M/s Raychem RPG) | 28216 | Approved | 33294.88 | 35552.16
422 | A.401 | 33 KV 3-core heat shrikable Indoor Cable termination kit for 300 mm2 | Set |  |  | Existing | RO | 28216 | 1 | 0% | 28216 | Latest & Lowest rate (M/s Raychem RPG) | 28216 | Approved | 33294.88 | 35552.16
423 | A.361 | 33 KV 3-core heat shrikable Indoor Cable termination kit for 240 mm2 | Set |  |  | New | RO | 28216 | 1 | 0% | 28216 | Latest & Lowest rate (M/s Raychem RPG) | 28216 | Approved | 33294.88 | 35552.16
424 | A.402 | 33 KV 3-core heat shrikable Indoor Cable termination kit for 185 mm2 | Set |  |  | New | RO | 24884 | 1 | 0% | 24884 | Latest & Lowest rate (M/s Raychem RPG) | 24884 | Approved | 29363.12 | 31353.84
425 | A.403 | 33 KV 3-core heat shrikable Indoor Cable termination kit for 120 mm2 | Set |  |  | New | RO | 24884 | 1 | 0% | 24884 | Latest & Lowest rate (M/s Raychem RPG) | 24884 | Approved | 29363.12 | 31353.84
426 | A.404 | 33 KV 3-core heat shrikable Indoor Cable termination kit for 95-70 mm2 | Set |  |  | New | RO | 16456 | 1 | 0% | 16456 | Latest & Lowest rate (M/s Raychem RPG) | 16456 | Approved | 19418.08 | 20734.56
427 | A.405 | 33 KV 3-core heat shrikable Indoor Cable termination kit for 50-25 mm2 | Set |  |  | New | RO | 15642 | 1 | 0% | 15642 | Latest & Lowest rate (M/s Raychem RPG) | 15642 | Approved | 18457.56 | 19708.92
428 | 148.1 | 11 KV 3-core heat shrinkable Straight through Cable Jointing kit 400 mm2 | Set |  |  | Existing | RO | 13734 | 1 | 0% | 13734 | Latest & Lowest rate (M/s Raychem RPG) | 13734 | Approved | 16206.12 | 17304.84
429 | A.406 | 11 KV 3-core heat shrinkableStraight through Cable Jointing kit 300 mm2 | Set |  |  | Existing | RO | 10773 | 1 | 0% | 10773 | Latest & Lowest rate (M/s Raychem RPG) | 10773 | Approved | 12712.14 | 13573.98
430 | A.407 | 11 KV 3-core heat shrinkableStraight through Cable Jointing kit 240 mm2 | Set |  |  | Existing | RO | 10773 | 1 | 0% | 10773 | Latest & Lowest rate (M/s Raychem RPG) | 10773 | Approved | 12712.14 | 13573.98
431 | A.408 | 11 KV 3-core heat shrinkable Straight through Cable Jointing kit 185 mm2 | Set |  |  | Existing | RO | 10773 | 1 | 0% | 10773 | Latest & Lowest rate (M/s Raychem RPG) | 10773 | Approved | 12712.14 | 13573.98
432 | A.409 | 11 KV 3-core heat shrinkable Straight through Cable Jointing kit 95-150 mm2 | Set |  |  | Existing | RO | 9058 | 1 | 0% | 9058 | Latest & Lowest rate (M/s Raychem RPG) | 9058 | Approved | 10688.44 | 11413.08
433 | A.410 | 11 KV 3-core heat shrinkable Straight through Cable Jointing kit 70-35 mm2 | Set |  |  | Existing | RO | 7978 | 1 | 0% | 7978 | Latest & Lowest rate (M/s Raychem RPG) | 7978 | Approved | 9414.04 | 10052.28
434 | A.411 | 11 KV 3-core heat shrinkable Straight through Cable Jointing kit 35-16 mm2 | Set |  |  | Existing | RO | 6113 | 1 | 0% | 6113 | Latest & Lowest rate (M/s Raychem RPG) | 6113 | Approved | 7213.34 | 7702.38
435 | 147.1 | 11 KV 3-core heat shrinkable Indoor Cable Jointing kit 400 mm2 | Set |  |  | Existing | RO | 13472 | 1 | 0% | 13472 | Latest & Lowest rate (M/s Raychem RPG) | 13472 | Approved | 15896.96 | 16974.72
436 | A.412 | 11 KV 3-core heat shrinkable Indoor Cable Jointing kit 300 mm2 | Set |  |  | Existing | RO | 11460 | 1 | 0% | 11460 | Latest & Lowest rate (M/s Raychem RPG) | 11460 | Approved | 13522.8 | 14439.6
437 | A.413 | 11 KV 3-core heat shrinkable Indoor Cable Jointing kit 240 mm2 | Set |  |  | Existing | RO | 11460 | 1 | 0% | 11460 | Latest & Lowest rate (M/s Raychem RPG) | 11460 | Approved | 13522.8 | 14439.6
438 | A.414 | 11 KV 3-core heat shrinkable Indoor Cable Jointing kit 120-185 mm2 | Set |  |  | Existing | RO | 11460 | 1 | 0% | 11460 | Latest & Lowest rate (M/s Raychem RPG) | 11460 | Approved | 13522.8 | 14439.6
439 | A.415 | 11 KV 3-core heat shrinkable Indoor Cable Jointing kit 95-50 mm2 | Set |  |  | Existing | RO | 9427 | 1 | 0% | 9427 | Latest & Lowest rate (M/s Raychem RPG) | 9427 | Approved | 11123.86 | 11878.02
440 | A.416 | 11 KV 3-core heat shrinkable Indoor Cable Jointing kit 35-16 mm2 | Set |  |  | Existing | RO | 8919 | 1 | 0% | 8919 | Latest & Lowest rate (M/s Raychem RPG) | 8919 | Approved | 10524.42 | 11237.94
441 | A.417 | 11 KV 3-core heat shrinkable Outdoor Cable Jointing kit 400 mm2 | Set |  |  | Existing | RO | 20602 | 1 | 0% | 20602 | Latest & Lowest rate (M/s Raychem RPG) | 20602 | Approved | 24310.36 | 25958.52
442 | A.418 | 11 KV 3-core heat shrinkableOutdoor Cable Jointing kit 300 mm2 | Set |  |  | Existing | RO | 20602 | 1 | 0% | 20602 | Latest & Lowest rate (M/s Raychem RPG) | 20602 | Approved | 24310.36 | 25958.52
443 | A.419 | 11 KV 3-core heat shrinkableOutdoor Cable Jointing kit 240 mm2 | Set |  |  | Existing | RO | 20602 | 1 | 0% | 20602 | Latest & Lowest rate (M/s Raychem RPG) | 20602 | Approved | 24310.36 | 25958.52
444 | A.420 | 11 KV 3-core heat shrinkableOutdoor Cable Jointing kit 120-185 mm2 | Set |  |  | Existing | RO | 18101 | 1 | 0% | 18101 | Latest & Lowest rate (M/s Raychem RPG) | 18101 | Approved | 21359.18 | 22807.26
445 | A.421 | 11 KV 3-core heat shrinkableOutdoor Cable Jointing kit 95-50 mm2 | Set |  |  | Existing | RO | 15749 | 1 | 0% | 15749 | Latest & Lowest rate (M/s Raychem RPG) | 15749 | Approved | 18583.82 | 19843.74
446 | A.422 | 11 KV 3-core heat shrinkable Outdoor Cable Jointing kit 35-16 mm2 | Set |  |  | Existing | RO | 14300 | 1 | 0% | 14300 | Latest & Lowest rate (M/s Raychem RPG) | 14300 | Approved | 16874 | 18018
447 | A.423 | LT XLPE 3-3.5-4 core heat shrinkable Straight through Cable jointing kit 400 mm2 | Set |  |  | New | RO | 9272 | 1 | 0% | 9272 | Latest & Lowest rate (M/s Raychem RPG) | 9272 | Approved | 10940.96 | 11682.72
448 | A.424 | LT XLPE 3-3.5-4 core heat shrinkable Straight through Cable jointing kit 300-185 mm2 | Set |  |  | New | RO | 8769 | 1 | 0% | 8769 | Latest & Lowest rate (M/s Raychem RPG) | 8769 | Approved | 10347.42 | 11048.94
449 | A.425 | LT XLPE 3-3.5-4 core heat shrinkable Straight through Cable jointing kit 150-70 mm2 | Set |  |  | New | RO | 4744 | 1 | 0% | 4744 | Latest & Lowest rate (M/s Raychem RPG) | 4744 | Approved | 5597.92 | 5977.44
450 | A.426 | LT XLPE 3-3.5-4 core heat shrinkable Straight through Cable jointing kit 50-25 mm2 | Set |  |  | New | RO | 3091 | 1 | 0% | 3091 | Latest & Lowest rate (M/s Raychem RPG) | 3091 | Approved | 3647.38 | 3894.66
451 | A.427 | LT XLPE 3-3.5-4 core heat shrinkable Straight through Cable jointing kit 4-16 mm2 | Set |  |  | New | RO | 1667 | 1 | 0% | 1667 | Latest & Lowest rate (M/s Raychem RPG) | 1667 | Approved | 1967.06 | 2100.42
452 | A.428 | LT XLPE 3-3.5-4 core heat shrinkable Indoor-Outdoor Cable jointing kit 400 mm2 | Set |  |  | New | RO | 2184 | 1 | 0% | 2184 | Latest & Lowest rate (M/s Raychem RPG) | 2184 | Approved | 2577.12 | 2751.84
453 | A.429 | LT XLPE 3-3.5-4 core heat shrinkable Indoor-Outdoor Cable jointing kit 185- 300 mm2 | Set |  |  | New | RO | 1834 | 1 | 0% | 1834 | Latest & Lowest rate (M/s Raychem RPG) | 1834 | Approved | 2164.12 | 2310.84
454 | A.430 | LT XLPE 3-3.5-4 core heat shrinkable Indoor-Outdoor Cable jointing kit 70-150 mm2 | Set |  |  | New | RO | 1449 | 1 | 0% | 1449 | Latest & Lowest rate (M/s Raychem RPG) | 1449 | Approved | 1709.82 | 1825.74
455 | A.431 | LT XLPE 3-3.5-4 core heat shrinkable Indoor-Outdoor Cable jointing kit 25-50 mm2 | Set |  |  | New | RO | 1312 | 1 | 0% | 1312 | Latest & Lowest rate (M/s Raychem RPG) | 1312 | Approved | 1548.16 | 1653.12
456 | A.432 | LT XLPE 3-3.5-4 core heat shrinkable Indoor-Outdoor Cable jointing kit 4-16 mm2 | Set |  |  | New | RO | 1044 | 1 | 0% | 1044 | Latest & Lowest rate (M/s Raychem RPG) | 1044 | Approved | 1231.92 | 1315.44
457 | 127.1 | Male female contact of 33 KV AB Switch 600-630 Amp | Set |  |  | Existing | RO | 1263 | 1.0126 | 1.263% | 1278.9572 | Average of 2 area boards rates | 1278.9572 | Approved | 1509.1695 | 1611.4861
458 | A.362 | Male female contact of 33 KV AB Switch 400 Amp | Set |  |  | New | RO | 1050 | 1.0126 | 1.263% | 1063.2661 | Nearest state rate (CSPDCL (Chattisgarh) 2015-16) | 1063.2661 | Approved | 1254.654 | 1339.7153
459 | A.363 | Male female contact of 33 KV AB Switch 200 Amp | Set |  |  | New | RO | 980 | 1.0126 | 1.263% | 992.3817 | Nearest state rate (CSPDCL (Chattisgarh) 2015-16) | 992.3817 | Approved | 1171.0104 | 1250.4009
460 | A.364 | Male female contact of 11 KV AB Switch 800 Amp | Set |  |  | New | RO | 950 | 1.0126 | 1.263% | 962.0027 | Nearest state rate (CSPDCL (Chattisgarh) 2015-16) | 962.0027 | Approved | 1135.1631 | 1212.1234
461 | A.365 | Male female contact of 11 KV AB Switch 600 Amp | Set |  |  | New | RO | 800 | 1.0126 | 1.263% | 810.1075 | Nearest state rate (CSPDCL (Chattisgarh) 2015-16) | 810.1075 | Approved | 955.9269 | 1020.7355
462 | 128.1 | Male female contact of 11 KV AB Switch 400 Amp | Set |  |  | Existing | RO | 704 | 1.0126 | 1.263% | 712.8946 | Average of 2 area boards rates | 712.8946 | Approved | 841.2156 | 898.2472
463 | 128.2 | Male female contact of 11 KV AB Switch 200 Amp | Set |  |  | Existing | RO | 700 | 1.0126 | 1.263% | 708.8441 | One rate available (Giridih) | 708.8441 | Approved | 836.436 | 893.1435
464 | A.127 | Fault Locator Machine for UG cables (FLC) without vehicle | Nos. |  |  | New | HO | 3200000 | 1 | 0% | 3200000 | Latest rate (M/s Electrocom Systems, Pune) | 3200000 | Approved | 3776000 | 4032000
465 | A.129 | Transformer Oil Testing Kit (220/230 AC ) | Nos. |  |  | New | HO | 46000 | 1 | 0% | 46000 | Latest rate (Internet) | 46000 | Approved | 54280 | 57960
466 | A.366 | Transformer Oil Filter Machine (500 GPH) | Nos. |  |  | Existing | HO | 2154727.7778 | 1.0267 | 2.674% | 2212337.8089 | Head Office Rate | 2212337.8089 | Approved | 2610558.6145 | 2787545.6392
467 | A.130 | Accuchek meter High accuracy (0.2% in director mode / 0.5% in clamp on mode) for kWh, kVArh and kVAh Maximum current up to 6A in direct mode and up to 500A in clamp on mode. LT+ : To test LT whole current single phase meters up to 60A | Nos. |  |  | New | HO | 60000 | 1 | 0% | 60000 | Latest rate (M/s Secure Meters) | 60000 | Approved | 70800 | 75600
468 | A.184 | Accuchek meter High accuracy (0.2% in director mode / 0.5% in clamp on mode) for kWh, kVArh and kVAh Maximum current up to 6A in direct mode and up to 500A in clamp on mode. LT+ : To test LT 3 phase & CT operated energy meters | Nos. |  |  | New | HO | 100000 | 1 | 0% | 100000 | Latest rate (M/s Secure Meters) | 100000 | Approved | 118000 | 126000
469 | A.185 | Accuchek meter High accuracy (0.2% in director mode / 0.5% in clamp on mode) for kWh for HT+ : To test meters suitable for HT, 3 phase, 3 wire and 4 wire systems | Nos. |  |  | New | HO | 110000 | 1 | 0% | 110000 | Latest rate (M/s Secure Meters) | 110000 | Approved | 129800 | 138600
470 | A.131 | EH-II Chain Electric Hoist (Capacity - 1 Ton, Standard Lift - 3 Mtr) with 1.5 HP motor | Nos. |  |  | New | HO | 75826 | 1 | 0% | 75826 | Latest rate (Internet) | 75826 | Approved | 89474.68 | 95540.76
471 | 159.1 | Electronic weighing Machine with 1.2x1.2 mtr. Platform, suitable for weighing limit upto 2 tons | Nos. |  |  | Existing | HO | 60375 | 1.0658 | 6.578% | 64346.3064 | 2014-15 with escalation | 64346.3064 | Approved | 75928.6416 | 81076.3461
472 | A.367 | Electronic weighing Machine with 2x2 mtr. Platform, suitable for weighing limit upto 4 tons | Nos. |  |  | New | HO | 120000 | 1 | 0% | 120000 | Latest rate (M/s Libra Scale industries, Ranchi) | 120000 | Approved | 141600 | 151200
473 | A.112 | Earth tester 200 Amp. 2000 Ohm (Digital) | Nos. |  |  | New | HO | 6000 | 1.0658 | 6.578% | 6394.664 | Nearest state rate (Odisha (FEDCO) 2014-15) | 6394.664 | Approved | 7545.7035 | 8057.2766 |  | 0
474 | A.114 | 500 V Megger | Nos. |  |  | New | RO | 1815 | 1.0658 | 6.578% | 1934.3859 | MSEDCL (Maharashtra) 2012-13 | 1934.3859 | Approved | 2282.5753 | 2437.3262 |  | 0
475 | A.113 | 2.5 / 5 KV Megger (Mannual) | Nos. |  |  | New | HO | 27225 | 1.0658 | 6.578% | 29015.7879 | MSEDCL (Maharashtra) 2012-13 | 29015.7879 | Approved | 34238.6297 | 36559.8927 |  | 0
476 | A.448 | 2.5 kv motorised with range up to 20000 mega ohms | Nos. |  |  | New | HO | 17500 | 1 | 0% | 17500 | Latest rate (Internet) (CIE Make Meggar) | 17500 | Approved | 20650 | 22050
477 | A.456 | 2.5 kv motorised cum manual with range up to 20000 mega ohms | Nos. |  |  | New | HO | 20500 | 1 | 0% | 20500 | Latest rate (Internet) (CIE Make Meggar) | 20500 | Approved | 24190 | 25830
478 | A.457 | 5 kv motorised with range up to 100000 mega ohms | Nos. |  |  | New | HO | 27000 | 1 | 0% | 27000 | Latest rate (Internet) (CIE Make Meggar) | 27000 | Approved | 31860 | 34020
479 | A.458 | 5 kv motorised cum manual with range up to 100000 mega ohms | Nos. |  |  | New | HO | 30000 | 1 | 0% | 30000 | Latest rate (Internet) (CIE Make Meggar) | 30000 | Approved | 35400 | 37800
480 | A.128 | Digital Clamp meter (Meco 3150) | Nos. |  |  | New | RO | 2453 | 1 | 0% | 2453 | Latest rate (Internet) | 2453 | Approved | 2894.54 | 3090.78
481 | A.115 | Digital Tong tester (1000 Amp., 500 V) With associated accessories. | Nos. |  |  | New | RO | 2964.5 | 1.0658 | 6.578% | 3159.4969 | MSEDCL (Maharashtra) 2012-13 | 3159.4969 | Approved | 3728.2063 | 3980.9661 |  | 0
482 | A.116 | Digital Multi meter (10 Amp along with mA range) | Nos. |  |  | New | RO | 1936 | 1.0658 | 6.578% | 2063.3449 | MSEDCL (Maharashtra) 2012-13 | 2063.3449 | Approved | 2434.747 | 2599.8146 |  | 0
483 | A.117 | Dicharge rod for 33 KV / 11KV | Set |  |  | New | RO | 605 | 1.0274 | 2.744% | 621.5996 | MSEDCL (Maharashtra) 2012-13 | 621.5996 | Approved | 733.4875 | 783.2155 |  | 0
484 | A.368 | Screw Driver set-840 | Set |  |  | New | RO | 208.95 | 1.0658 | 6.578% | 222.6942 | Nearest state rate (Odisha (FEDCO) 2014-15) | 222.6942 | Approved | 262.7791 | 280.5947 |  | 0
485 | A.369 | Screw Driver set-935 | Set |  |  | New | RO | 40.95 | 1.0658 | 6.578% | 43.6436 | Nearest state rate (Odisha (FEDCO) 2014-15) | 43.6436 | Approved | 51.4994 | 54.9909 |  | 0
486 | A.370 | Neon Tester 813 | Nos. |  |  | New | RO | 42 | 1.0658 | 6.578% | 44.7626 | Nearest state rate (Odisha (FEDCO) 2014-15) | 44.7626 | Approved | 52.8199 | 56.4009 |  | 0
487 | A.371 | Hammer 200 gm | Nos. |  |  | New | RO | 149.1 | 1.0658 | 6.578% | 158.9074 | Nearest state rate (Odisha (FEDCO) 2014-15) | 158.9074 | Approved | 187.5107 | 200.2233 |  | 0
488 | A.372 | Hack Saw frame | Nos. |  |  | New | RO | 42 | 1.0658 | 6.578% | 44.7626 | Nearest state rate (Odisha (FEDCO) 2014-15) | 44.7626 | Approved | 52.8199 | 56.4009 |  | 0
489 | A.373 | Hack saw blades | Nos. |  |  | New | RO | 31.5 | 1.0658 | 6.578% | 33.572 | Nearest state rate (Odisha (FEDCO) 2014-15) | 33.572 | Approved | 39.6149 | 42.3007 |  | 0
490 | A.374 | Adjustable spanner | Nos. |  |  | New | RO | 241.5 | 1.0658 | 6.578% | 257.3852 | Nearest state rate (Odisha (FEDCO) 2014-15) | 257.3852 | Approved | 303.7146 | 324.3054 |  | 0
491 | A.375 | wire Stripper | Nos. |  |  | New | RO | 46.2 | 1.0658 | 6.578% | 49.2389 | Nearest state rate (Odisha (FEDCO) 2014-15) | 49.2389 | Approved | 58.1019 | 62.041 |  | 0
492 | A.376 | Combinational Plier | Nos. |  |  | New | RO | 195.3 | 1.0658 | 6.578% | 208.1463 | Nearest state rate (Odisha (FEDCO) 2014-15) | 208.1463 | Approved | 245.6126 | 262.2644 |  | 0
493 | A.377 | Side Cutting Plier | Nos. |  |  | New | RO | 169.05 | 1.0658 | 6.578% | 180.1697 | Nearest state rate (Odisha (FEDCO) 2014-15) | 180.1697 | Approved | 212.6002 | 227.0138 |  | 0
494 | A.378 | Measuring tape | Nos. |  |  | New | RO | 336 | 1.0658 | 6.578% | 358.1012 | Nearest state rate (Odisha (FEDCO) 2014-15) | 358.1012 | Approved | 422.5594 | 451.2075 |  | 0
495 | A.379 | Hand Drill Machine | Nos. |  |  | New | RO | 367.5 | 1.0658 | 6.578% | 391.6732 | Nearest state rate (Odisha (FEDCO) 2014-15) | 391.6732 | Approved | 462.1743 | 493.5082 |  | 0
496 | A.380 | Punch | Nos. |  |  | New | RO | 44.1 | 1.0658 | 6.578% | 47.0008 | Nearest state rate (Odisha (FEDCO) 2014-15) | 47.0008 | Approved | 55.4609 | 59.221 |  | 0
497 | A.381 | Knife | Nos. |  |  | New | RO | 85.05 | 1.0658 | 6.578% | 90.6444 | Nearest state rate (Odisha (FEDCO) 2014-15) | 90.6444 | Approved | 106.9603 | 114.2119 |  | 0
498 | A.382 | Spanner Set | Set |  |  | New | RO | 214.2 | 1.0658 | 6.578% | 228.2895 | Nearest state rate (Odisha (FEDCO) 2014-15) | 228.2895 | Approved | 269.3816 | 287.6448 |  | 0
499 | A.383 | Tool Bag | Nos. |  |  | New | RO | 756 | 1.0658 | 6.578% | 805.7277 | Nearest state rate (Odisha (FEDCO) 2014-15) | 805.7277 | Approved | 950.7586 | 1015.2169 |  | 0
500 | A.384 | Nose Plier | Nos. |  |  | New | RO | 196.35 | 1.0658 | 6.578% | 209.2654 | Nearest state rate (Odisha (FEDCO) 2014-15) | 209.2654 | Approved | 246.9331 | 263.6744 |  | 0
501 | A.385 | Drill Bit 3/10 Concrete (JK) | Nos. |  |  | New | RO | 89.25 | 1.0658 | 6.578% | 95.1206 | Nearest state rate (Odisha (FEDCO) 2014-15) | 95.1206 | Approved | 112.2423 | 119.852 |  | 0
502 | A.449 | Fire Extinguisher (CO2 type 4.5 Kg for control room) | Nos. |  |  | Existing | RO | 5500 | 1.0658 | 6.578% | 5861.7753 | 2014-15 with escalation | 5861.7753 | Approved | 6916.8949 | 7385.8369
503 | A.450 | Fire Extinguisher (CO2 type 10 KG) | Nos. |  |  | New | RO | 6000 | 1 | 0% | 6000 | Latest rate (Haryana (DHBVN) 2016-17) | 6000 | Approved
504 | A.451 | Fire Extinguisher (CO2 type 22.5 KG) | Nos. |  |  | New | RO | 15000 | 1 | 0% | 15000 | Latest rate (Haryana (DHBVN) 2016-17) | 15000 | Approved
505 | A.452 | Fire Extinguisher Dry Chemical Type (5 Kg) | Nos. |  |  | New | RO | 1000 | 1 | 0% | 1000 | Latest rate (Haryana (DHBVN) 2016-17) | 1000 | Approved
506 | A.453 | Fire Extinguisher Dry Chemical Type (10 kg) | Nos. |  |  | New | RO | 1400 | 1 | 0% | 1400 | Latest rate (Haryana (DHBVN) 2016-17) | 1400 | Approved
507 | A.454 | Gas Pressure CTC fire extinguisher | Nos. |  |  | New | RO | 1400 | 1 | 0% | 1400 | Latest rate (Haryana (DHBVN) 2016-17) | 1400 | Approved
508 | A.455 | Fir Buckets (Capacity 10 Ltrs.) | Nos. |  |  | New | RO | 70 | 1 | 0% | 70 | Latest rate (Haryana (DHBVN) 2016-17) | 70 | Approved
509 | A.386 | Safety Helmet - PVC | Nos. |  |  | New | RO | 160 | 1.0658 | 6.578% | 170.5244 | Nearest state rate (Odisha (FEDCO) 2014-15) | 170.5244 | Approved | 201.2188 | 214.8607 |  | 0
510 | A.387 | Safety Shoes (Electrical Safety) | Pair |  |  | New | RO | 1800 | 1.0658 | 6.578% | 1918.3992 | Nearest state rate (Odisha (FEDCO) 2014-15) | 1918.3992 | Approved | 2263.7111 | 2417.183 |  | 0
511 | A.388 | Rubber hand Gloves(1.1KV) Commander | Pair |  |  | New | RO | 510.75 | 1.0658 | 6.578% | 544.3458 | Nearest state and lowest rate (Odisha (FEDCO) 2014-15) | 544.3458 | Approved | 642.328 | 685.8757 |  | 0
512 | A.389 | Safety double adjustable belts(Karam) | Nos. |  |  | New | RO | 1305.25 | 1.0658 | 6.578% | 1391.1059 | Nearest state rate (Odisha (FEDCO) 2014-15) | 1391.1059 | Approved | 1641.5049 | 1752.7934 |  | 0
513 | A.133 | Safety Items as per the requirement of electrical inspector as under First Aid Box, Shock treatment chart, Rubber matts 8 mm thick, 4 Fire buckets with sand & M.S. Hooks / stand, Helmet, Hand gloves and, Fire extinguisher (2 Nos) | Lump sum |  |  | New | RO | 9075 | 1.0658 | 6.578% | 9671.9293 | MSEDCL (Maharashtra) 2012-13 | 9671.9293 | Approved | 11412.8766 | 12186.6309 |  | 0
Civil Works Plinth / Foundation preparation (including per unit labor and material cost but excluding transportation cost) | [14 empty] | 0 | 0
514 | 130.1 | Cement | Bag |  |  | Existing | RO | 330 | 1.0395 | 3.947% | 343.0237 | 2014-15 with escalation | 343.0237 | Approved | 404.768 | 432.2099
515 | A.147 | Earth work | mtrs3 |  |  | New | RO | 85.96 | 1 | 0% | 85.96 | Building Construction Department (Govt. of Jharkhand) w.e.f. 1st April 2015 | 85.96 | Approved | 101.4328 | 108.3096
516 | A.148 | Sand Filling | mtrs3 |  |  | New | RO | 207.67 | 1 | 0% | 207.67 | Building Construction Department (Govt. of Jharkhand) w.e.f. 1st April 2015 | 207.67 | Approved | 245.0506 | 261.6642
517 | A.149 | Brick Flat Soling | mtrs2 |  |  | New | RO | 233.02 | 1 | 0% | 233.02 | Building Construction Department (Govt. of Jharkhand) w.e.f. 1st April 2015 | 233.02 | Approved | 274.9636 | 293.6052
518 | A.150 | Providing P.C.C.M -150 in nominal mix(1:2:4) in foundation with approved quality of stone chips 20mm to 6mm size graded and clean coarse sand of F.M 2.5 to 3 including screening shuttering mixing cement concrete in mixer and placing in position vibrating,striking,curing,taxes and royalty all complete as perbuilding specification and direction of engineer in charge | mtrs3 |  |  | New | RO | 5441.12 | 1 | 0% | 5441.12 | Building Construction Department (Govt. of Jharkhand) w.e.f. 1st April 2015 | 5441.12 | Approved | 6420.5216 | 6855.8112
519 | A.390 | Providing P.C.C.M -150 in nominal mix(1:3:6) in foundation with approved quality of stone chips 20mm to 6mm size graded and clean coarse sand of F.M 2.5 to 3 including screening shuttering mixing cement concrete in mixer and placing in position vibrating,striking,curing,taxes and royalty all complete as perbuilding specification and direction of engineer in charge | mtrs3 |  |  | New | RO | 4777.1082 | 1 | 0% | 4777.1082 | Building Construction Department (Govt. of Jharkhand) w.e.f. 1st April 2015 | 4777.1082 | Approved | 5636.9876 | 6019.1563
520 | A.391 | Providing P.C.C.M -150 in nominal mix(1:4:8) in foundation with approved quality of stone chips 20mm to 6mm size graded and clean coarse sand of F.M 2.5 to 3 including screening shuttering mixing cement concrete in mixer and placing in position vibrating,striking,curing,taxes and royalty all complete as perbuilding specification and direction of engineer in charge | mtrs3 |  |  | New | RO | 4428.7555 | 1 | 0% | 4428.7555 | Building Construction Department (Govt. of Jharkhand) w.e.f. 1st April 2015 | 4428.7555 | Approved | 5225.9314 | 5580.2319
521 | A.151 | Providing R.C.C.M-150 with nominal mix(1:2:4) in foundation and plinth and with approved quality stone chips 20mm to 6mm size graded and clean coarse sand of F.M. 2.5 to 3 incuding screening, shuttering, mixing cement concrete in mixer and placing in position, vibrating, striking, curing (but excluding the cost of reinforcement, taxed and royalty all complete, as per building specification and direction of E/I.) | mtrs3 |  |  | New | RO | 5441.12 | 1 | 0% | 5441.12 | Building Construction Department (Govt. of Jharkhand) w.e.f. 1st April 2015 | 5441.12 | Approved | 6420.5216 | 6855.8112
522 | A.2 | Mini Tower For 33 KV Line | Per ton |  |  | New | HO | 65000 | 1 | 0% | 65000 | Latest rate internet | 65000 | Approved | 76700 | 81900
2.832
[9 empty] | 0.12 | 1 | 0.33984 | 9117.65 | 3098.5422
[9 empty] | 0.48 | 4 | 1.3594 | 215.6 | 293.078
[9 empty] | 0.96 | 8 | 2.7187 | 1158.2 | 3148.8215
[9 empty] | 0.156 | 1 | 0.44179 | 9117.65 |  | 4028.1048
[9 empty] | 0.47 | 3 | 1.331 | 215.6 |  | 286.9722
[9 empty] | 0.94 | 6 | 2.6621 | 1158.2 |  | 3083.2211
[13 empty] | 6540.4417 | 7398.2981
[13 empty] | 2780.76 | 2780.76
[13 empty] | 729.01 | 729.01
[13 empty] | 856.08 | 856.08
[13 empty] | 10906.2917 | 11764.1481
[12 empty] | 15409.494 | 12542.2355 | 13528.7703
[13 empty] | 4428.7555 | 4777.1082

## Unit Rate Summary Sheet
JBVNL COST DATA BOOK 2016-17 Unit Rate Costing Summary Sheet
S.No. | Work Particular |  | Per Unit Cost
|  |  | in INR | in INR Lacs
1 | 1 KM 33KV Overhead Line on 13 mtr Rail Pole with porcelene insulator & Panther Conductor with 70 Mtr Average Span with 1 Cut Point DP (Center, Starting & End) | in Normal Soil | 1775609.3747 | 17.7561
|  | In Rocky Soil | 1784204.9675 | 17.842
2 | 1 KM 33KV Overhead Line on 13 mtr Rail Pole with porcelene insulator & Wolf Conductor with 70 Mtr Average Span with 1 Cut Point DP (Center & Starting & End) | in Normal Soil | 1521704.8205 | 15.217
|  | In Rocky Soil | 1530300.4132 | 15.303
3 | 1 KM 33KV Overhead Line on 13 mtr Rail Pole with porcelene insulator & Dog Conductor With 70 Mtr Average Span with 1 Cut Point DP (Center, Starting & End) | in Normal Soil | 1330988.1715 | 13.3099
|  | In Rocky Soil | 1339583.7642 | 13.3958
4 | 1 KM 11KV Overhead Line on 9 mtr PSC Pole with Porcelene insulators & 100 sq mm (Dog) Conductor With 60 Mtr Average Span with 1 Cut Point DP (Center, Starting & End) | in Normal Soil | 699225.6887 | 6.9923
|  | In Rocky Soil | 702792.3191 | 7.0279
5 | 1 KM 11KV Overhead Line on 9 mtr PSC Pole with Porcelene insulators & 80 sq mm (Racoon) Conductor with 60 Mtr Average Span with 1 Cut Point DP (Center, Starting & End) | in Normal Soil | 580041.8734 | 5.8004
|  | In Rocky Soil | 583608.5038 | 5.8361
6 | 1 KM 11KV Overhead Line on 9 mtr PSC Pole with Porcelene insulators & 34 sq mm (weasel) Conductor with 60 Mtr Average Span with 1 Cut Point DP (Center, Starting & End) | in Normal Soil | 498456.3406 | 4.9846
|  | In Rocky Soil | 502022.971 | 5.0202
7 | New 33/11 KV PSS with 1x10 MVA Power T/F with two 33 KV incoming and Six 11 KV outgoing | in Normal Soil | 17054540.5504 | 170.5454
|  | In Rocky Soil | 17332447.756 | 173.3245
8 | New 33/11 KV PSS with 2x5 MVA Power T/F with One 33 KV incoming, one 33 KV outgoing and four 11 KV outgoing | in Normal Soil | 19827191.5297 | 198.2719
|  | In Rocky Soil | 20149904.6929 | 201.499
9 | 11/.4 KV DSS With 25 KVA Distribution Transformer | in Normal Soil | 210056.3244 | 2.1006
|  | In Rocky Soil | 210593.543 | 2.1059
10 | 11/.4 KV DSS With 63 KVA Distribution Transformer | in Normal Soil | 278984.9439 | 2.7898
|  | In Rocky Soil | 279522.1624 | 2.7952
11 | 11/.4 KV DSS With 100 KVA Distribution Transformer | in Normal Soil | 310549.4927 | 3.1055
|  | In Rocky Soil | 311086.7112 | 3.1109
12 | 11/.4 KV DSS With 200 KVA Distribution Transformer | in Normal Soil | 418148.8046 | 4.1815
|  | In Rocky Soil | 418686.0231 | 4.1869
13 | 11/.4 KV DSS With 315 KVA Distribution Transformer | in Normal Soil | 540852.7806 | 5.4085
|  | In Rocky Soil | 541389.9992 | 5.4139
14 | 11/.4 KV DSS With 500 KVA Distribution Transformer | in Normal Soil | 803484.6843 | 8.0348
|  | In Rocky Soil | 804021.9028 | 8.0402
15 | 1 KM LT Line of 34 sq mm (Weasel) conductor with 50 Mtr Average span | in Normal Soil | 569989.2192 | 5.6999
|  | In Rocky Soil | 573817.3201 | 5.7382
16 | 1 KM LT Line of 55 sq mm (Rabbit) conductor with 50 Mtr Average span | in Normal Soil | 616815.7657 | 6.1682
|  | In Rocky Soil | 620643.8666 | 6.2064
17 | 1 KM 11KV Overhead Line on 9 mtr PSC Pole 11 KV XLPE HT AB Cable 3Cx95mm2+80mm2 bare messenger | in Normal Soil | 925331.614 | 9.2533
|  | In Rocky Soil | 929159.7149 | 9.2916
18 | 1 KM 11KV Overhead Line on 9 mtr PSC Pole11 KV XLPE HT AB Cable 3Cx50mm2+70mm2 bare messenger | in Normal Soil | 743314.6014 | 7.4331
|  | In Rocky Soil | 747142.7024 | 7.4714
19 | 1 KM LT Overhead Line on 8 mtr PSC Pole XLPE AB Cable 3Cx95+70mm2 | in Normal Soil | 666334.8239 | 6.6633
|  | In Rocky Soil | 671119.95 | 6.7112
20 | 1 KM LT Overhead Line on 8 mtr PSC Pole XLPE AB Cable 3x50+1x25+1x35 (5 Wire) | in Normal Soil | 475592.7328 | 4.7559
|  | In Rocky Soil | 480377.8589 | 4.8038
21 | 1 KM 33kV HT Tenchless Double circuit cable laying 3 core, Armoured 400 sq mm with Hume pipe | in Normal Soil | 9607510.4986 | 96.0751
|  | In Rocky Soil | 10536510.4986 | 105.3651
22 | 1 KM 33kV HT Tenchless Double circuit cable laying 3 core, Armoured 300 sq mm with Hume pipe | in Normal Soil | 7208719.3781 | 72.0872
|  | In Rocky Soil | 8137719.3781 | 81.3772
23 | 1 KM 33kV HT Tenchless Double circuit cable laying 3 core, Armoured 185 sq mm With Hume pipe | in Normal Soil | 5834150.8652 | 58.3415
|  | In Rocky Soil | 6593150.8652 | 65.9315
24 | 1 KM 11kV HT Tenchless Double circuit cable laying 3 core, Armoured 400 sq mm With Hume pipe | in Normal Soil | 6471604.7785 | 64.716
|  | In Rocky Soil | 7400604.7785 | 74.006
25 | 1 KM 11kV HT Tenchless Double circuit cable laying 3 core, Armoured 300 sq mm With Hume pipe | in Normal Soil | 5457035.2861 | 54.5704
|  | In Rocky Soil | 6386035.2861 | 63.8604
26 | 1 KM 11kV HT Tenchless Double circuit cable laying 3 core, Armoured 185 sq mm With Hume pipe | in Normal Soil | 4335031.0347 | 43.3503
|  | In Rocky Soil | 5094031.0347 | 50.9403
27 | 1 KM 33kV HT Tenchless UG cable laying 3 core, Armoured 400 sq mm with Hume pipe | in Normal Soil | 5098001.4334 | 50.98
|  | In Rocky Soil | 5562501.4334 | 55.625
28 | 1 KM 33kV HT Tenchless UG cable laying 3 core, Armoured 300 sq mm with Hume pipe | in Normal Soil | 3872638.3731 | 38.7264
|  | In Rocky Soil | 4337138.3731 | 43.3714
29 | 1 KM 33kV HT Tenchless cable laying 3 core, Armoured 185 sq mm With Hume pipe | in Normal Soil | 3176342.8667 | 31.7634
|  | In Rocky Soil | 3555842.8667 | 35.5584
30 | 1 KM 11kV HT Tenchless cable laying 3 core, Armoured 400 sq mm With Hume pipe | in Normal Soil | 3297032.9483 | 32.9703
|  | In Rocky Soil | 3761532.9483 | 37.6153
31 | 1 KM 11kV HT Tenchless cable laying 3 core, Armoured 300 sq mm With Hume pipe | in Normal Soil | 2781088.2022 | 27.8109
|  | In Rocky Soil | 3245588.2022 | 32.4559
32 | 1 KM 11kV HT Tenchless cable laying 3 core, Armoured 185 sq mm With Hume pipe | in Normal Soil | 2218522.9514 | 22.1852
|  | In Rocky Soil | 2598022.9514 | 25.9802
33 | 1 KM 33kV HT Double Circuit cable laying using Trench 3 core, Armoured 300 sq mm | in Normal Soil | 5520513.7463 | 55.2051
|  | In Rocky Soil | 5549313.7463 | 55.4931
34 | 1 KM 33kV HT Double Circuit cable laying using Trench 3 core, Armoured 185 sq mm | in Normal Soil | 4610724.1152 | 46.1072
|  | In Rocky Soil | 4639524.1152 | 46.3952
35 | 1 KM 11kV HT Double Circuit cable laying using Trench 3 core, Armoured 300 sq mm | in Normal Soil | 3326214.7861 | 33.2621
|  | In Rocky Soil | 3355014.7861 | 33.5501
36 | 1 KM 11kV HT Double Circuit cable laying using Trench 3 core, Armoured 185 sq mm | in Normal Soil | 2695084.2847 | 26.9508
|  | In Rocky Soil | 2723884.2847 | 27.2388
37 | 1 KM 33KV Overhead line with 232 sq mm Panther Conductor on 13 meter 60kg/mtr Rail pole | in Normal Soil | 2140977.8831 | 21.4098
|  | In Rocky Soil | 2178236.3971 | 21.7824
38 | 1 no. 1 phase Service Connection (for APL Consumers) |  | 4992.125 | 0.049921
39 | 1 no. 3 phase Service Connection |  | 19733.2055 | 0.19733

## 33KV line labour
1.5
33 KV Line Labour Cost Analysis
| Sl. No. | Description of item of Work | Unit | Existing Rate as per Cost Data Book 2014-15 (in INR) | Percentage increase in avaerage labour rates Rates as per Government of Jharkhand Notification No.2/MW-20-02/2015 L & E -1467 Ranchi, dated 14/08/15 | New Labor rate as per Latest Govt. of Jharkhand Notification (in INR) |  | Remarks/ Comments | 1 KM 33KV Overhead Line on 13 mtr Rail Pole with porcelene insulator & 232 sq mm (Panther) Conductor with 70 Mtr Average Span with Single Cut Point DP (Center, Starting & End) |  |  | 1 KM 33KV Overhead Line on 13 mtr Rail Pole with porcelene insulator & 150 sq mm (Wolf) Conductor with 70 Mtr Average Span with Single Cut Point DP (Center & Starting & End) |  |  | 1 KM 33KV Overhead Line on 13 mtr Rail Pole with porcelene insulator & 100 sq mm (Dog) Conductor With 70 Mtr Average Span with Single Cut Point DP (Center, Starting & End)
[6 empty] | Normal Soil | Rocky Soil |  | Qty. | Total (in INR) Normal Soil | Total (in INR) Rocky Soil | Qty. | Total (in INR) Normal Soil | Total (in INR) Rocky Soil | Qty. | Total (in INR) Normal Soil | Total (in INR) Rocky Soil
| A | B | C | D | E | F = E*(1+E) | G = F*1.5 | H | I | J | K | L | M | N | O | P | Q
| 1 | Survey and investigation including pegging | Per route Km. | 1029.5601 | 27.98% | 1317.6743 | 1317.6743 | Escalation of 27.98% on rate mentioned in 2014-15 cost data book | 1 | 1317.6743 | 1317.6743 | 1 | 1317.6743 | 1317.6743 | 1 | 1317.6743 | 1317.6743
| 2 | Pole pit excavation (for 52/60 kg 13 mtrs. Rail Pole) | Per Pit | 259.34 | 27.98% | 331.9142 | 497.8714 | Escalation of 29.67% (for 2014-15 rate) on 2012-13 rate and further escalation of 27.98% on the calculated rate | 17 | 5642.5422 | 8463.8132 | 17 | 5642.5422 | 8463.8132 | 17 | 5642.5422 | 8463.8132
| 3 | Erection of Pole (Rail Pole 52 kg 13 mtrs.) | [7 empty] | 0 | 0 |  | 0 | 0 |  | 0 | 0
|  | (a) Single pole with base plate. | Per Pole | 857.5596 | 27.98% | 1097.5408 | 1097.5408 | Escalation of 27.98% on rate mentioned in 2014-15 cost data book |  | 0 | 0 |  | 0 | 0 |  | 0 | 0
|  | (b) Double pole with base plate. | Per DP Complete | 1335.2087 | 27.98% | 1708.8563 | 1708.8563 | Escalation of 27.98% on rate mentioned in 2014-15 cost data book |  | 0 | 0 |  | 0 | 0 |  | 0 | 0
|  | (c) Tri pole with base plate with cross bracing on rail pole | Per TP Complete | 1927.7315 | 27.98% | 2467.1918 | 2467.1918 | Escalation of 27.98% on rate mentioned in 2014-15 cost data book |  | 0 | 0 |  | 0 | 0 |  | 0 | 0
|  | (d) Four pole with base plate. | Per FP Complete | N/A |  | 4390.1633 | 4390.1633 | 4 times the rate of single pole (rail pole 52kg 13 mtrs) erection cost |  | 0 | 0 |  | 0 | 0 |  | 0 | 0
| 4 | Erection of Pole (Rail Pole 60 kg 13 mtrs.) | [7 empty] | 0 | 0 |  | 0 | 0 |  | 0 | 0
|  | (a) Single pole with base plate. | Per Pole | 989.4918 | 27.98% | 1266.3933 | 1266.3933 | Escalation of 27.98% on rate mentioned in 2014-15 cost data book | 11 | 13930.3259 | 13930.3259 | 11 | 13930.3259 | 13930.3259 | 11 | 13930.3259 | 13930.3259
|  | (b) Double pole with base plate. | Per DP Complete | 1540.6254 | 27.98% | 1971.7573 | 1971.7573 | Escalation of 27.98% on rate mentioned in 2014-15 cost data book | 3 | 5915.2718 | 5915.2718 | 3 | 5915.2718 | 5915.2718 | 3 | 5915.2718 | 5915.2718
|  | (c) Tri pole with base plate with cross bracing on rail pole | Per TP Complete | 2224.3055 | 27.98% | 2846.7598 | 2846.7598 | Escalation of 27.98% on rate mentioned in 2014-15 cost data book |  | 0 | 0 |  | 0 | 0 |  | 0 | 0
|  | (d) Four pole with base plate | Per FP Complete | N/A |  | 5065.5731 | 5065.5731 | 4 times the rate of single pole (rail pole 60kg 13 mtrs) erection cost |  | 0 | 0 |  | 0 | 0 |  | 0 | 0
| 5 | Pole pit excavation (RS Joist Pole 9.3 meter (175x85mm) 19.6 kgs per mtr) | Per Pit | N/A |  | 237.4463 | 356.1695 | Proportionate w.r.t. rate of pole pit excavation for 13 meters 52/60 kg rail pole |  | 0 | 0 |  | 0 | 0 |  | 0 | 0
| 6 | Erection of Pole (RS Joist Pole 9.3 meter (175x85mm) 19.6 kgs per mtr) | [7 empty] | 0 | 0 |  | 0 | 0 |  | 0 | 0
|  | (a) Single pole with base plate. | Per Pole | N/A |  | 295.9464 | 295.9464 | Proportionate w.r.t. rate of pole pit excavation for 13 meters 60 kg rail pole |  | 0 | 0 |  | 0 | 0 |  | 0 | 0
|  | (b) Double pole with base plate. | Per DP Complete | N/A |  | 591.8927 | 591.8927 | 2 times the rate of single pole (RS Joist Pole 9.3 meter (175x85mm) 19.6 kgs per mtr) erection cost |  | 0 | 0 |  | 0 | 0 |  | 0 | 0
|  | (c) Tri pole with base plate with cross bracing on rail pole | Per TP Complete | N/A |  | 887.8391 | 887.8391 | 3 times the rate of single pole (RS Joist Pole 9.3 meter (175x85mm) 19.6 kgs per mtr) erection cost |  | 0 | 0 |  | 0 | 0 |  | 0 | 0
|  | (d) Four pole with base plate | Per FP Complete | N/A |  | 1183.7855 | 1183.7855 | 4 times the rate of single pole (RS Joist Pole 9.3 meter (175x85mm) 19.6 kgs per mtr) erection cost |  | 0 | 0 |  | 0 | 0 |  | 0 | 0
| 7 | Pole pit excavation (RS Joist Pole 9 meter (116x100mm) 23 kgs per mtr) | Per Pit | N/A |  | 229.7868 | 344.6802 | Proportionate w.r.t. rate of pole pit excavation for 13 meters 52/60 kg rail pole |  | 0 | 0 |  | 0 | 0 |  | 0 | 0
| 8 | Erection of Pole (RS Joist Pole 9 meter (116x100mm) 23 kgs per mtr) | [7 empty] | 0 | 0 |  | 0 | 0 |  | 0 | 0
|  | (a) Single pole with base plate. | Per Pole | N/A |  | 336.0813 | 336.0813 | Proportionate w.r.t. rate of pole pit excavation for 13 meters 60 kg rail pole |  | 0 | 0 |  | 0 | 0 |  | 0 | 0
|  | (b) Double pole with base plate. | Per DP Complete | N/A |  | 672.1626 | 672.1626 | 2 times the rate of single pole (RS Joist Pole 9 meter (116x100mm) 23 kgs per mtr) erection cost |  | 0 | 0 |  | 0 | 0 |  | 0 | 0
|  | (c) Tri pole with base plate with cross bracing on rail pole | Per TP Complete | N/A |  | 1008.2439 | 1008.2439 | 3 times the rate of single pole (RS Joist Pole 9 meter (116x100mm) 23 kgs per mtr) erection cost |  | 0 | 0 |  | 0 | 0 |  | 0 | 0
|  | (d) Four pole with base plate | Per FP Complete | N/A |  | 1344.3252 | 1344.3252 | 4 times the rate of single pole (RS Joist Pole 9 meter (116x100mm) 23 kgs per mtr) erection cost |  | 0 | 0 |  | 0 | 0 |  | 0 | 0
| 9 | Pole pit excavation (H Beam Pole 11 meters (152x152mm) 37.1 kgs per mtr) | Per Pit | N/A |  | 280.8505 | 421.2758 | Proportionate w.r.t. rate of pole pit excavation for 13 meters 52/60 kg rail pole |  | 0 | 0 |  | 0 | 0 |  | 0 | 0
| 10 | Erection of Pole (H Beam Pole 11 meters (152x152mm) 37.1 kgs per mtr) | [7 empty] | 0 | 0 |  | 0 | 0 |  | 0 | 0
|  | (a) Single pole with base plate. | Per Pole | N/A |  | 662.5835 | 662.5835 | Proportionate w.r.t. rate of pole pit excavation for 13 meters 60 kg rail pole |  | 0 | 0 |  | 0 | 0 |  | 0 | 0
|  | (b) Double pole with base plate. | Per DP Complete | N/A |  | 1325.1669 | 1325.1669 | 2 times the rate of single pole (H Beam Pole 11 meters (152x152mm) 37.1 kgs per mtr) erection cost |  | 0 | 0 |  | 0 | 0 |  | 0 | 0
|  | (c) Tri pole with base plate with cross bracing on rail pole | Per TP Complete | N/A |  | 1987.7504 | 1987.7504 | 3 times the rate of single pole (H Beam Pole 11 meters (152x152mm) 37.1 kgs per mtr) erection cost |  | 0 | 0 |  | 0 | 0 |  | 0 | 0
|  | (d) Four pole with base plate | Per FP Complete | N/A |  | 2650.3338 | 2650.3338 | 4 times the rate of single pole (H Beam Pole 11 meters (152x152mm) 37.1 kgs per mtr) erection cost |  | 0 | 0 |  | 0 | 0 |  | 0 | 0
0.566 | 11 | Concreting and top muffing of support with 1:4:8 mixture (including cost of approved quality of stone chips 20mm to 6mm size graded, clean coarse sand of F.M 2.5 to 3 grade and cement concrete along with cost of screening, shuttering, mixing, placing the mixuture in position, vibrating, striking, curing, taxes and royalty all complete) | Per 20 cft | 1284.2564 |  | 2506.7008 | 2506.7008 | Ref: Building Construction Department (Govt. of Jharkhand) w.e.f. 1st April 2015 Calculation: (INR 4428.8 per mtr3) x 0.0283 (conversion factor for mtr3 to cft) x [cft] | 11 | 27573.7088 | 27573.7088 | 11 | 27573.7088 | 27573.7088 | 11 | 27573.7088 | 27573.7088
|  |  | Per 40 cft | 2565.8517 |  | 5013.4016 | 5013.4016 |  | 3 | 15040.2048 | 15040.2048 | 3 | 15040.2048 | 15040.2048 | 3 | 15040.2048 | 15040.2048
|  |  | Per 60 cft | N/A |  | 7520.1024 | 7520.1024 |  |  | 0 | 0 |  | 0 | 0 |  | 0 | 0
|  |  | Per 80 cft | N/A |  | 10026.8032 | 10026.8032 |  |  | 0 | 0 |  | 0 | 0 |  | 0 | 0
| 12 | Stay pit excavation | Per Pit | 167.0276 | 27.98% | 213.769 | 320.6534 | Escalation of 27.98% on rate mentioned in 2014-15 cost data book | 12 | 2565.2276 | 3847.8414 | 12 | 2565.2276 | 3847.8414 | 12 | 2565.2276 | 3847.8414
| 13 | Erection of stay with stone /RCC stay plate and stay binding and fitting of stay clamps etc. and filling with earth and proper ramming thereof complete | Per Stay | 356.5846 | 27.98% | 456.372 | 456.372 | Escalation of 27.98% on rate mentioned in 2014-15 cost data book | 12 | 5476.4638 | 5476.4638 | 12 | 5476.4638 | 5476.4638 | 12 | 5476.4638 | 5476.4638
| 14 | Concreting of stay with 1:4:8 mixture (including cost of approved quality of stone chips 20mm to 6mm size graded, clean coarse sand of F.M 2.5 to 3 grade and cement concrete along with cost of screening, shuttering, mixing, placing the mixuture in position, vibrating, striking, curing, taxes and royalty all complete) | Per Stay (7.5 cft) | 498.6993 |  | 940.0128 | 940.0128 | Ref: Building Construction Department (Govt. of Jharkhand) w.e.f. 1st April 2015 Calculation: (INR 4428.8 per mtr3) x 0.0283 (conversion factor for mtr3 to cft) x [cft] | 12 | 11280.1536 | 11280.1536 | 12 | 11280.1536 | 11280.1536 | 12 | 11280.1536 | 11280.1536
| 15 | Fixing & fitting of V-cross arm | Nos. | 84.9987 | 27.98% | 108.7849 | 108.7849 | Escalation of 29.67% (for 2014-15 rate) on 2012-13 rate and further escalation of 27.98% on the calculated rate | 11 | 1196.6338 | 1196.6338 | 11 | 1196.6338 | 1196.6338 | 11 | 1196.6338 | 1196.6338
| 16 | Fixing & fitting of line DP Channel | Set | 190.1481 | 27.98% | 243.3595 | 243.3595 |  | 3 | 730.0786 | 730.0786 | 3 | 730.0786 | 730.0786 | 3 | 730.0786 | 730.0786
| 17 | Fixing & fitting of cross bracing in DP | Per cross bracing | 129.67 | 27.98% | 165.9571 | 165.9571 |  | 3 | 497.8714 | 497.8714 | 3 | 497.8714 | 497.8714 | 3 | 497.8714 | 497.8714
| 18 | Fitting of all brackets (including top bracket and guard bracket) on | [7 empty] | 0 | 0 |  | 0 | 0 |  | 0 | 0
|  | a) Single pole | Per Pole | 123.3402 | 27.98% | 157.856 | 157.856 | Escalation of 27.98% on rate mentioned in 2014-15 cost data book | 11 | 1736.4158 | 1736.4158 | 11 | 1736.4158 | 1736.4158 | 11 | 1736.4158 | 1736.4158
|  | b) Double pole | Per DP | 370.0043 | 27.98% | 473.547 | 473.547 | Escalation of 27.98% on rate mentioned in 2014-15 cost data book | 3 | 1420.6411 | 1420.6411 | 3 | 1420.6411 | 1420.6411 | 3 | 1420.6411 | 1420.6411
|  | c) Tri pole | Per TP | N/A |  | 631.403 | 631.403 | Sum of Single Pole and Double Pole Rate |  | 0 | 0 |  | 0 | 0 |  | 0 | 0
|  | d) Four pole | Per FP | N/A |  | 947.0941 | 947.0941 | 2 times the rate of double pole |  | 0 | 0 |  | 0 | 0 |  | 0 | 0
| 19 | a) Fitting of pin insulator on bracket on single pole | Per Pole | 51.4747 | 27.98% | 65.8795 | 65.8795 | Escalation of 27.98% on rate mentioned in 2014-15 cost data book | 14 | 922.3135 | 922.3135 | 14 | 922.3135 | 922.3135 | 14 | 922.3135 | 922.3135
|  | b) Fitting of 70 KN disc insulator with hardware fitting including pin insulator where necessray (for piloting, etc) | Per six sets | 175.0272 | 27.98% | 224.0071 | 224.0071 | Escalation of 27.98% on rate mentioned in 2014-15 cost data book | 3 | 672.0214 | 672.0214 | 3 | 672.0214 | 672.0214 | 3 | 672.0214 | 672.0214
| 20 | Laying out and sagging of Conductor Including mid jointing wherever necessray for the three phases | [7 empty] | 0 | 0 |  | 0 | 0 |  | 0 | 0
|  | (i) For Dog (100 sq.mm.) Conductor | Per route Km. | 7470 | 27.98% | 9560.4203 | 9560.4203 | Escalation of 27.98% on rate mentioned in 2014-15 cost data book |  | 0 | 0 |  | 0 | 0 | 3.18 | 30402.1366 | 30402.1366
|  | (ii) For Wolf (150 sq.mm.) Conductor | Per route Km. | N/A |  | 17640.674 | 17640.674 | Proportionate w.r.t. rate for laying out and sagging of Dog (100 sq mm) conductor |  | 0 | 0 | 3.18 | 56097.3434 | 56097.3434 |  | 0 | 0
|  | (iii) For Panther (232 sq.mm.) Conductor | Per route Km. | N/A |  | 23658.4005 | 23658.4005 |  | 3.177 | 75162.7385 | 75162.7385 |  | 0 | 0 |  | 0 | 0
| 21 | Laying out and sagging of Dog conductor at River crossing (if span exceeds more than 400 feet and upto 500 feet) | Per running Km. (3 phase) | N/A |  | 14340.6305 | 14340.6305 | 1.5 times of normal rate if span is between 400 feet and 500 feet |  | 0 | 0 |  | 0 | 0 |  | 0 | 0
|  | Laying out and sagging of Wolf conductor at River crossing (if span exceeds more than 400 feet and upto 500 feet) | Per running Km. (3 phase) | N/A |  | 26461.0111 | 26461.0111 |  |  | 0 | 0 |  | 0 | 0 |  | 0 | 0
|  | Laying out and sagging of Panther conductor at River crossing (if span exceeds more than 400 feet and upto 500 feet) | Per running Km. (3 phase) | N/A |  | 35487.6008 | 35487.6008 |  |  | 0 | 0 |  | 0 | 0 |  | 0 | 0
| 22 | Laying out and sagging of Dog conductor at River crossing (if span exceeds more than 500 feet) | Per running Km. (3 phase) | N/A |  | 19120.8406 | 19120.8406 | 2 times of normal rate if span is more than 500 feet |  | 0 | 0 |  | 0 | 0 |  | 0 | 0
|  | Laying out and sagging of Wolf conductor at River crossing (if span exceeds more than 500 feet) | Per running Km. (3 phase) | N/A |  | 35281.3481 | 35281.3481 |  |  | 0 | 0 |  | 0 | 0 |  | 0 | 0
|  | Laying out and sagging of Panther conductor at River crossing (if span exceeds more than 500 feet) | Per running Km. (3 phase) | N/A |  | 47316.8011 | 47316.8011 |  |  | 0 | 0 |  | 0 | 0 |  | 0 | 0
| 23 | Pin Binding as per standard practice or as per direction of Engineer I/C | Per Pole | 51.4747 | 27.98% | 65.8795 | 65.8795 | Escalation of 27.98% on rate mentioned in 2014-15 cost data book | 14 | 922.3135 | 922.3135 | 14 | 922.3135 | 922.3135 | 14 | 922.3135 | 922.3135
| 24 | Jumpering connection of conductors including earth wires at all cut points / D.P. as per direction of the Engineer I/C | Per DP | 96.5172 | 27.98% | 123.5267 | 123.5267 | Escalation of 27.98% on rate mentioned in 2014-15 cost data book | 3 | 370.5802 | 370.5802 | 3 | 370.5802 | 370.5802 | 3 | 370.5802 | 370.5802
| 25 | Earthing including fixing of GI Pipe and wire as per direction of Engineer I/C (GI Pipe and wire to be supplied by Nigam) | Per earthing | 412.8917 | 27.98% | 528.4362 | 792.6543 | Escalation of 27.98% on rate mentioned in 2014-15 cost data book | 17 | 8983.4157 | 13475.1235 | 17 | 8983.4157 | 13475.1235 | 17 | 8983.4157 | 13475.1235
| 26 | Laying out and sagging of GI wire (7/12 SWG) including fitting of earth clamp and in mid span jointing wherever necessary | Per route Km. | 1959.9093 | 27.98% | 2508.3744 | 2508.3744 | Escalation of 27.98% on rate mentioned in 2014-15 cost data book | 3.177 | 7969.1054 | 7969.1054 | 3.18 | 7976.6305 | 7976.6305 | 3.18 | 7976.6305 | 7976.6305
| 27 | Fixing and fitting of danger board on pole near Road corner wherever necessary as per direction of E/I | Per Board | 26.8067 | 27.98% | 34.3083 | 34.3083 | Escalation of 27.98% on rate mentioned in 2014-15 cost data book | 17 | 583.2418 | 583.2418 | 17 | 583.2418 | 583.2418 | 17 | 583.2418 | 583.2418
| 28 | Guarding of power line as per approved practices | Per Running Meter | 34.323 | 27.98% | 43.928 | 43.928 | Escalation of 27.98% on rate mentioned in 2014-15 cost data book | 400 | 17571.2198 | 17571.2198 | 400 | 17571.2198 | 17571.2198 | 400 | 17571.2198 | 17571.2198
| 29 | Cutting of Rails | Per cutting | 85.7912 | 27.98% | 109.7992 | 109.7992 | Escalation of 27.98% on rate mentioned in 2014-15 cost data book |  | 0 | 0 |  | 0 | 0 |  | 0 | 0
| 30 | Erection of Rail pole beyond specified length including excavation of extra pole pit depth for special locations. | Rft. Of Pole length | 21.4519 | 27.98% | 27.455 | 27.455 | Escalation of 27.98% on rate mentioned in 2014-15 cost data book |  | 0 | 0 |  | 0 | 0 |  | 0 | 0
| 31 | Jointing of rail pieces by welding by jointing fishplate's of M.S. channel and welding. | Per inch of welding | 26.8067 | 27.98% | 34.3083 | 34.3083 | Escalation of 27.98% on rate mentioned in 2014-15 cost data book |  | 0 | 0 |  | 0 | 0 |  | 0 | 0
| 32 | Drilling of hole in rail pole | Per Hole | 26.8067 | 27.98% | 34.3083 | 34.3083 | Escalation of 27.98% on rate mentioned in 2014-15 cost data book | 17 | 583.2418 | 583.2418 | 17 | 583.2418 | 583.2418 | 17 | 583.2418 | 583.2418
| 33 | Drilling of hole in V Cross / Clamp/ angle/ flat etc | per Hole | N/A |  | 10 | 10 |  | 17 | 170 | 170 | 17 | 170 | 170 | 17 | 170 | 170
| 34 | Arc Welding of Flat / angle / channel etc | Per inch of welding | N/A |  | 34.3083 | 34.3083 | Same as S.No. 31 | 60 | 2058.5005 | 2058.5005 | 60 | 2058.5005 | 2058.5005 | 60 | 2058.5005 | 2058.5005
| 35 | Fitting of MS angle on V cross arm with rail pole as tie | per V cross arm | 34.8552 | 27.98% | 44.6092 | 44.6092 | Escalation of 27.98% on rate mentioned in 2014-15 cost data book | 11 | 490.7012 | 490.7012 | 11 | 490.7012 | 490.7012 | 11 | 490.7012 | 490.7012
| 36 | Binding of conductor | Per Pole | 101.8883 | 27.98% | 130.401 | 130.401 | Escalation of 27.98% on rate mentioned in 2014-15 cost data book | 17 | 2216.8162 | 2216.8162 | 17 | 2216.8162 | 2216.8162 | 17 | 2216.8162 | 2216.8162
| 37 | Fitting of extra clamps | Each | 34.8552 | 27.98% | 44.6092 | 44.6092 | Escalation of 27.98% on rate mentioned in 2014-15 cost data book | 17 | 758.3564 | 758.3564 | 17 | 758.3564 | 758.3564 | 17 | 758.3564 | 758.3564
| 38 | Installation of 33KV AB Switch | Each Set | 1270.853 | 27.98% | 1626.4912 | 1626.4912 | Escalation of 27.98% on rate mentioned in 2014-15 cost data book | 3 | 4879.4736 | 4879.4736 | 3 | 4879.4736 | 4879.4736 | 3 | 4879.4736 | 4879.4736
| 39 | Tree branches trimming (for number of trees upto 10 nos. in one km) | LS / per km | 268.116 | 27.98% | 343.1461 | 343.1461 | Escalation of 27.98% on rate mentioned in 2014-15 cost data book | 3.177 | 1090.1752 | 1090.1752 | 3.18 | 1091.2046 | 1091.2046 | 3.18 | 1091.2046 | 1091.2046
| 40 | Tree branches trimming (for number of trees more than 10 nos. in one km) | LS / per km | N/A |  | 661.1497 | 661.1497 | Gang of 10 manpower 5 kms per day |  | 0 | 0 |  | 0 | 0 |  | 0 | 0
| 41 | Testing and Commissioning | LS / per km | 804.3479 | 27.98% | 1029.4383 | 1029.4383 | Escalation of 27.98% on rate mentioned in 2014-15 cost data book | 3.177 | 3270.5255 | 3270.5255 | 3.18 | 3273.6138 | 3273.6138 | 3.18 | 3273.6138 | 3273.6138
| 42 | Manual Transportation of all materials: Unskilled 24 Mandays + Skilled (Electrician Grade-I) 2 Mandays | Per KM | 4810.3822 |  | 8184.366 | 8184.366 | Gang of 26 manpower per day | 3.177 | 26001.7308 | 26001.7308 | 3.18 | 26026.2839 | 26026.2839 | 3.18 | 26026.2839 | 26026.2839
| TOTAL | [8 empty] | 248999.6845 | 257595.2773 |  | 229970.4855 | 238566.0782 |  | 204275.2787 | 212870.8714
Note on E9: Author: calculated with 29.67% escalation on 2012-13 rates

## 11 KV line labour
1.5
11 KV Line Labour Cost Analysis
Sl. No. | Description of item of Work | Unit | Existing Rate as per Cost Data Book 2014-15 (in INR) | Percentage increase in avaerage labour rates Rates as per Government of Jharkhand Notification No.2/MW-20-02/2015 L & E -1467 Ranchi, dated 14/08/15 | New Labor rate as per Latest Govt. of Jharkhand Notification (in INR) |  | Remarks/ Comments | 1 KM 11KV Overhead Line on 9 mtr PSC Pole with Porcelene insulators & 100 sq mm (Dog) Conductor With 60 Mtr Average Span with Single Cut Point DP (Center, Starting & End) |  |  | 1 KM 11KV Overhead Line on 9 mtr PSC Pole with Porcelene insulators & 80 sq mm (Racoon) Conductor with 60 Mtr Average Span with Single Cut Point DP (Center, Starting & End) |  |  | 1 KM 11KV Overhead Line on 9 mtr PSC Pole with Porcelene insulators & 34 sq mm (weasel) Conductor with 60 Mtr Average Span with Single Cut Point DP (Center, Starting & End)
[5 empty] | Normal Soil | Rocky Soil |  | Qty. | Total (in INR) Normal Soil | Total (in INR) Rocky Soil | Qty. | Total (in INR) Normal Soil | Total (in INR) Rocky Soil | Qty. | Total (in INR) Normal Soil | Total (in INR) Rocky Soil
A | B | C | D | E | F = E*(1+E) | G = F*1.5 | H | I | J | K | L | M | N | O | P | Q
1 | Survey and investigation including pegging | Per route Km. | 1029.5601 | 27.98% | 1317.6743 | 1317.6743 | Escalation of 27.98% on rate mentioned in 2014-15 cost data book | 1 | 1317.6743 | 1317.6743 | 1 | 1317.6743 | 1317.6743 | 1 | 1317.6743 | 1317.6743
2 | Pole pit excavation (for 400 KG W.L 9 mtr. PSC pole) | Per Pit | 178.4608 | 27.98% | 228.4017 | 342.6025 | Escalation of 27.98% on rate mentioned in 2014-15 cost data book | 20 | 4568.0332 | 6852.0498 | 20 | 4568.0332 | 6852.0498 | 20 | 4568.0332 | 6852.0498
3 | Erection of Pole | [7 empty] | 0 | 0 |  | 0 | 0 |  | 0 | 0
| (a) Single PSC Pole 400 KG W.L (9 mtr.) | Pole | 288.2781 | 27.98% | 368.9505 | 368.9505 | Escalation of 27.98% on rate mentioned in 2014-15 cost data book | 14 | 5165.3068 | 5165.3068 | 14 | 5165.3068 | 5165.3068 | 14 | 5165.3068 | 5165.3068
| (b) Double PSC Pole 400 KG W.L (9 mtr.) | Per DP | 573.1116 | 27.98% | 733.4923 | 733.4923 |  | 3 | 2200.4769 | 2200.4769 | 3 | 2200.4769 | 2200.4769 | 3 | 2200.4769 | 2200.4769
| (c) Tri PSC Pole 400 KG W.L (9 mtr.) | Per TP | N/A |  | 1106.8515 | 1106.8515 | 3 times the rate of single pole erection cost |  | 0 | 0 |  | 0 | 0 |  | 0 | 0
| (d) Four PSC Pole 400 KG W.L (9 mtr.) | Per FP | N/A |  | 1475.8019 | 1475.8019 | 4 times the rate of single pole erection cost |  | 0 | 0 |  | 0 | 0 |  | 0 | 0
4 | a) Filling of half depth of Pole pit with Jhama chips/stone chips and proper ramming after filling with earth in case of PSC Pole (stone/Jhama chips to be supplied by the contractor) | Per Pole Pit | 257.39 | 27.98% | 329.4186 | 329.4186 | Escalation of 27.98% on rate mentioned in 2014-15 cost data book |  | 0 | 0 |  | 0 | 0 |  | 0 | 0
| + | [7 empty] | 0 | 0 |  | 0 | 0 |  | 0 | 0
| b) Filling of Pole pit with earth in layers pouring water in each layer and ramming the earth properly as per standard practice of the Nigam. | Per Pole Pit | 67.0331 | 27.98% | 85.7917 | 85.7917 |  |  | 0 | 0 |  | 0 | 0 |  | 0 | 0
| (a+b) OR c | [7 empty] | 0 | 0 |  | 0 | 0 |  | 0 | 0
| c) Concreting and top muffing of support with 1:4:8 mixture (including cost of approved quality of stone chips 20mm to 6mm size graded, clean coarse sand of F.M 2.5 to 3 grade and cement concrete along with cost of screening, shuttering, mixing, placing the mixuture in position, vibrating, striking, curing, taxes and royalty all complete) | Per 20 cft | 962.527 |  | 2506.7008 | 2506.7008 | Ref: Building Construction Department (Govt. of Jharkhand) w.e.f. 1st April 2015 Calculation: (INR 4428.8 per mtr3) x 0.0283 (conversion factor for mtr3 to cft) x [cft] | 20 | 50134.016 | 50134.016 | 20 | 50134.016 | 50134.016 | 20 | 50134.016 | 50134.016
5 | Pole pit excavation (for Tubular pole 11 mtr) | Per Pit | 178.4608 | 27.98% | 228.4017 | 342.6025 | Escalation of 27.98% on rate mentioned in 2014-15 cost data book |  | 0 | 0 |  | 0 | 0 |  | 0 | 0
6 | Erection of Pole (Tubular Pole 11mtr) | [7 empty] | 0 | 0 |  | 0 | 0 |  | 0 | 0
| (a) Single pole with base plate | Per Pole | N/A |  | 368.5529 | 368.5529 | Propotionate w.r.t. rate of pole pit excavation for 13 meters 60 kg rail pole |  | 0 | 0 |  | 0 | 0 |  | 0 | 0
| (b) Double pole with base plate | Per DP Complete | N/A |  | 737.1058 | 737.1058 | 2 times the rate of erection of Single Tubular Pole 11mtrs |  | 0 | 0 |  | 0 | 0 |  | 0 | 0
7 | Pole pit excavation (for Tubular pole 13 mtr) | Per Pit | 259.34 | 27.98% | 331.9142 | 497.8714 | Escalation of 27.98% on rate mentioned in 2014-15 cost data book |  | 0 | 0 |  | 0 | 0 |  | 0 | 0
8 | Erection of Pole (Tubular Pole 13mtr) | [7 empty] | 0 | 0 |  | 0 | 0 |  | 0 | 0
| (a) Single pole with base plate | Per Pole | N/A |  | 556.8883 | 556.8883 | Propotionate w.r.t. rate of pole pit excavation for 13 meters 60 kg rail pole |  | 0 | 0 |  | 0 | 0 |  | 0 | 0
| (b) Double pole with base plate | Per DP Complete | N/A |  | 1113.7766 | 1113.7766 | 2 times the rate of erection of Single Tubular Pole 13mtrs |  | 0 | 0 |  | 0 | 0 |  | 0 | 0
9 | Concreting of stay with 1:4:8 mixture (including cost of approved quality of stone chips 20mm to 6mm size graded, clean coarse sand of F.M 2.5 to 3 grade and cement concrete along with cost of screening, shuttering, mixing, placing the mixuture in position, vibrating, striking, curing, taxes and royalty all complete) | Per 20 cft | 1284.2564 |  | 2506.7008 | 2506.7008 | Ref: Building Construction Department (Govt. of Jharkhand) w.e.f. 1st April 2015 Calculation: (INR 4428.8 per mtr3) x 0.0283 (conversion factor for mtr3 to cft) x [cft] |  | 0 | 0 |  | 0 | 0 |  | 0 | 0
|  | Per 40 cft | 2565.8517 |  | 5013.4016 | 5013.4016 |  |  | 0 | 0 |  | 0 | 0 |  | 0 | 0
10 | Fitting of HT Brackets and Earths wire clamps: | [7 empty] | 0 | 0 |  | 0 | 0 |  | 0 | 0
| a) For Single Pole | Per Pole | 82.3628 | 27.98% | 105.4114 | 105.4114 | Escalation of 27.98% on rate mentioned in 2014-15 cost data book | 14 | 1475.7602 | 1475.7602 | 14 | 1475.7602 | 1475.7602 | 14 | 1475.7602 | 1475.7602
| b) For Double Pole | Per DP | 264.2468 | 27.98% | 338.1942 | 338.1942 | Escalation of 27.98% on rate mentioned in 2014-15 cost data book | 3 | 1014.5825 | 1014.5825 | 3 | 1014.5825 | 1014.5825 | 3 | 1014.5825 | 1014.5825
| c) For Tri Pole | Per TP | N/A |  | 443.6056 | 443.6056 | Sum of Single Pole and Double Pole Rate |  | 0 | 0 |  | 0 | 0 |  | 0 | 0
| d) For Four Pole | Per FP | N/A |  | 676.3883 | 676.3883 | 2 times the rate of double pole |  | 0 | 0 |  | 0 | 0 |  | 0 | 0
11 | Stay Pit Excavation | Per Pit | 167.0276 | 27.98% | 213.769 | 320.6534 | Escalation of 27.98% on rate mentioned in 2014-15 cost data book | 12 | 2565.2276 | 3847.8414 | 12 | 2565.2276 | 3847.8414 | 12 | 2565.2276 | 3847.8414
12 | Erection of Stay with stone / RCC Stay plate, Stay binding by fitting stay clamps etc. | Per Stay | 154.4405 | 27.98% | 197.6595 | 197.6595 | Escalation of 27.98% on rate mentioned in 2014-15 cost data book | 12 | 2371.9141 | 2371.9141 | 12 | 2371.9141 | 2371.9141 | 12 | 2371.9141 | 2371.9141
13 | Concreting and top muffing of support with 1:4:8 mixture (including cost of approved quality of stone chips 20mm to 6mm size graded, clean coarse sand of F.M 2.5 to 3 grade and cement concrete along with cost of screening, shuttering, mixing, placing the mixuture in position, vibrating, striking, curing, taxes and royalty all complete) | Per 5 cft | 356.9111 |  | 626.6752 | 626.6752 | Ref: Building Construction Department (Govt. of Jharkhand) w.e.f. 1st April 2015 Calculation: (INR 4428.8 per mtr3) x 0.0283 (conversion factor for mtr3 to cft) x [cft] | 12 | 7520.1024 | 7520.1024 | 12 | 7520.1024 | 7520.1024 | 12 | 7520.1024 | 7520.1024
14 | Fixing & fitting of V-cross arm | Nos. | N/A |  | 64.0762 | 64.0762 | 2 Semi Skilled Manpower 10 Vcross arm per day | 14 | 897.0662 | 897.0662 | 14 | 897.0662 | 897.0662 | 14 | 897.0662 | 897.0662
15 | Fixing & fitting of line DP Channel | Set | N/A |  | 128.1523 | 128.1523 | 2 Semi Skilled Manpower 5 DP Channels per day | 3 | 384.457 | 384.457 | 3 | 384.457 | 384.457 | 3 | 384.457 | 384.457
16 | Fixing & fitting of cross bracing in DP | Per cross bracing | N/A |  | 128.1523 | 128.1523 | 2 Semi Skilled Manpower 5 DP Cross Bracings per day | 3 | 384.457 | 384.457 | 3 | 384.457 | 384.457 | 3 | 384.457 | 384.457
17 | Fitting of all brackets (including top bracket and guard bracket) on | [7 empty] | 0 | 0 |  | 0 | 0 |  | 0 | 0
| a) Single pole | Per Pole | 123.3402 | 27.98% | 157.856 | 157.856 | Escalation of 27.98% on rate mentioned in 2014-15 cost data book | 14 | 2209.9837 | 2209.9837 | 14 | 2209.9837 | 2209.9837 | 14 | 2209.9837 | 2209.9837
| b) Double pole | Per DP | 370.0043 | 27.98% | 473.547 | 473.547 | Escalation of 27.98% on rate mentioned in 2014-15 cost data book | 3 | 1420.6411 | 1420.6411 | 3 | 1420.6411 | 1420.6411 | 3 | 1420.6411 | 1420.6411
| c) Tri pole | Per TP | N/A |  | 631.403 | 631.403 | Sum of Single Pole and Double Pole Rate |  | 0 | 0 |  | 0 | 0 |  | 0 | 0
| d) Four pole | Per FP | N/A |  | 947.0941 | 947.0941 | 2 times the rate of double pole |  | 0 | 0 |  | 0 | 0 |  | 0 | 0
18 | a) Fixing and fitting of Pin Insulators with Pin on Single Pole | Per Pole | 51.4747 | 27.98% | 65.8795 | 65.8795 | Escalation of 27.98% on rate mentioned in 2014-15 cost data book | 17 | 1119.9521 | 1119.9521 | 17 | 1119.9521 | 1119.9521 | 17 | 1119.9521 | 1119.9521
| b) Fixing of all Disc. Insulators with hardware including Pin Insulator (if necessary) on Double Pole structure | Per DP | 175.0272 | 27.98% | 224.0071 | 224.0071 | Escalation of 27.98% on rate mentioned in 2014-15 cost data book | 3 | 672.0214 | 672.0214 | 3 | 672.0214 | 672.0214 | 3 | 672.0214 | 672.0214
19 | Laying out and sagging of conductor including termination at cut point / DP and Mid Span jointing for all the three phases wherever necessary. | [7 empty] | 0 | 0 |  | 0 | 0 |  | 0 | 0
| (i) Dog (100 sq.mm.) Conductor | Per Route Km | 7470 | 27.98% | 9560.4203 | 9560.4203 | Escalation of 27.98% on rate mentioned in 2014-15 cost data book | 3.18 | 30402.1366 | 30402.1366 |  | 0 | 0 |  | 0 | 0
| (i) Racoon (80 sq.mm.) Conductor | Per Route Km | N/A |  | 7716.2783 | 7716.2783 | Proportionate w.r.t. rate for laying out and sagging of Dog (100 sq mm) conductor |  | 0 | 0 | 3.18 | 24537.7651 | 24537.7651 |  | 0 | 0
| (ii) Weasel (34 sq.mm.) Conductor | Per Route Km | N/A |  | 3105.9234 | 3105.9234 |  |  | 0 | 0 |  | 0 | 0 | 3.18 | 9876.8363 | 9876.8363
20 | Laying out and sagging of Rabbit (55 sq.mm.) conductor including tremination at cut point and Mid span jointing wherever necessary | [7 empty] | 0 | 0 |  | 0 | 0 |  | 0 | 0
| a) Four Cut Point | Per Route KM | 5336 | 27.98% | 6829.2373 | 6829.2373 | Escalation of 27.98% on rate mentioned in 2014-15 cost data book |  | 0 | 0 |  | 0 | 0 |  | 0 | 0
| b) Three Cut Point | Per Route KM | 4802.4 | 27.98% | 6146.3135 | 6146.3135 | Escalation of 27.98% on rate mentioned in 2014-15 cost data book |  | 0 | 0 |  | 0 | 0 |  | 0 | 0
| c) Two Cut Point | Per Route KM | 3281.9093 | 27.98% | 4200.3256 | 4200.3256 | Escalation of 27.98% on rate mentioned in 2014-15 cost data book |  | 0 | 0 |  | 0 | 0 |  | 0 | 0
| d) One Cut Point | Per Route KM | 2398.3341 | 27.98% | 3069.4889 | 3069.4889 | Escalation of 27.98% on rate mentioned in 2014-15 cost data book |  | 0 | 0 |  | 0 | 0 |  | 0 | 0
21 | Laying out and sagging of Dog conductor at River crossing (if span exceeds more than 400 feet and upto 500 feet) | Per running Km. (3 phase) | N/A |  | 14340.6305 | 14340.6305 | 1.5 times of normal rate if span is between 400 feet and 500 feet |  | 0 | 0 |  | 0 | 0 |  | 0 | 0
| Laying out and sagging of Racoon conductor at River crossing (if span exceeds more than 400 feet and upto 500 feet) | Per running Km. (3 phase) | N/A |  | 11574.4175 | 11574.4175 |  |  | 0 | 0 |  | 0 | 0 |  | 0 | 0
22 | Laying out and sagging of Dog conductor at River crossing (if span exceeds more than 500 feet) | Per running Km. (3 phase) | N/A |  | 19120.8406 | 19120.8406 | 2 times of normal rate if span is more than 500 feet |  | 0 | 0 |  | 0 | 0 |  | 0 | 0
| Laying out and sagging of Racoon conductor at River crossing (if span exceeds more than 500 feet) | Per running Km. (3 phase) | N/A |  | 15432.5567 | 15432.5567 |  |  | 0 | 0 |  | 0 | 0 |  | 0 | 0
23 | Pin Binding as per standard practice or as per direction of Engineer I/C | Per Pole | 51.4747 | 27.98% | 65.8795 | 65.8795 | Escalation of 27.98% on rate mentioned in 2014-15 cost data book | 17 | 1119.9521 | 1119.9521 | 17 | 1119.9521 | 1119.9521 | 17 | 1119.9521 | 1119.9521
24 | Jumpering connection of conductors including earth wires at all cut points / D.P. as per direction of the Engineer I/C | Per DP | 96.5172 | 27.98% | 123.5267 | 123.5267 | Escalation of 27.98% on rate mentioned in 2014-15 cost data book | 3 | 370.5802 | 370.5802 | 3 | 370.5802 | 370.5802 | 3 | 370.5802 | 370.5802
25 | Earthing including fixing of GI Pipe and wire as per direction of Engineer I/C (GI Pipe and wire to be supplied by Nigam) | Per earthing | 267.6912 | 27.98% | 342.6025 | 342.6025 | Escalation of 27.98% on rate mentioned in 2014-15 cost data book | 20 | 6852.0498 | 6852.0498 | 20 | 6852.0498 | 6852.0498 | 20 | 6852.0498 | 6852.0498
26 | Laying out and sagging of GI wire no. 7/14 as earth wire including jointing to earth clamp (per three phases) | Per route Km. | 1959.9093 | 27.98% | 2508.3744 | 2508.3744 | Escalation of 27.98% on rate mentioned in 2014-15 cost data book | 3.18 | 7976.6305 | 7976.6305 | 3.18 | 7976.6305 | 7976.6305 | 3.18 | 7976.6305 | 7976.6305
27 | Fixing and fitting of 11KV AB Switch on DP with all hardware fitting used for sectionalisting of Line as per direction of Engineer I/C | Per Switch | 916.3091 | 27.98% | 1172.731 | 1172.731 | Escalation of 27.98% on rate mentioned in 2014-15 cost data book | 3 | 3518.193 | 3518.193 | 3 | 3518.193 | 3518.193 | 3 | 3518.193 | 3518.193
28 | Fixing and fitting of danger board on pole near Road corner wherever necessary as per direction of E/I | Per Board | 26.8067 | 27.98% | 34.3083 | 34.3083 | Escalation of 27.98% on rate mentioned in 2014-15 cost data book | 20 | 686.1668 | 686.1668 | 20 | 686.1668 | 686.1668 | 20 | 686.1668 | 686.1668
29 | Guarding of power line as per approved practices | Per Running Meter | 34.323 | 27.98% | 43.928 | 43.928 | Escalation of 27.98% on rate mentioned in 2014-15 cost data book | 400 | 17571.2198 | 17571.2198 | 400 | 17571.2198 | 17571.2198 | 400 | 17571.2198 | 17571.2198
30 | Fitting of MS angle on V cross arm with PSC pole as tie (excluding back clamp on PSC Pole) | per V cross arm | 34.8552 | 27.98% | 44.6092 | 44.6092 | Escalation of 27.98% on rate mentioned in 2014-15 cost data book | 14 | 624.5288 | 624.5288 | 14 | 624.5288 | 624.5288 | 14 | 624.5288 | 624.5288
31 | Fitting of extra clamps | Each | 34.8552 | 27.98% | 44.6092 | 44.6092 | Escalation of 27.98% on rate mentioned in 2014-15 cost data book | 20 | 892.184 | 892.184 | 20 | 892.184 | 892.184 | 20 | 892.184 | 892.184
32 | Arc Welding of Flat / angle / channel etc | Per inch of welding | N/A |  | 34.31 | 34.31 | From 33KV line labour analysis sheet | 60 | 2058.6 | 2058.6 | 60 | 2058.6 | 2058.6 | 60 | 2058.6 | 2058.6
33 | Tree branches trimming (for number of trees upto 10 nos. in one km) | LS / per km | 268.116 | 27.98% | 343.1461 | 343.1461 | Escalation of 27.98% on rate mentioned in 2014-15 cost data book | 3.18 | 1091.2046 | 1091.2046 | 3.18 | 1091.2046 | 1091.2046 | 3.18 | 1091.2046 | 1091.2046
34 | Tree branches trimming (for number of trees more than 10 nos. in one km) | LS / per km | N/A |  | 661.1497 | 661.1497 | Gang of 10 manpower 5 kms per day |  | 0 | 0 |  | 0 | 0 |  | 0 | 0
35 | Testing and Commissioning | LS / per km | 804.3479 | 27.98% | 1029.4383 | 1029.4383 | Escalation of 27.98% on rate mentioned in 2014-15 cost data book | 3.18 | 3273.6138 | 3273.6138 | 3.18 | 3273.6138 | 3273.6138 | 3.18 | 3273.6138 | 3273.6138
36 | Manual Transportation / Km unskilled 20 Nos. @ (Electrician Grade-I) 2 Nos. | Per KM | 4810.3822 |  | 6961.0788 | 6961.0788 | Gang of 22 manpower per day | 3.18 | 22136.2306 | 22136.2306 | 3.18 | 22136.2306 | 22136.2306 | 3.18 | 22136.2306 | 22136.2306
TOTAL | [8 empty] | 183994.9634 | 187561.5938 |  | 178130.5919 | 181697.2223 |  | 163469.663 | 167036.2934

## 33-11 KV PSS labour
1.5
33/11 KV Power Substation Labour Cost Analysis
Sl. No. | Description of item of Work | Unit | Existing Rate as per Cost Data Book 2014-15 (in INR) | Percentage increase in avaerage labour rates Rates as per Government of Jharkhand Notification No.2/MW-20-02/2015 L & E -1467 Ranchi, dated 14/08/15 | New Labor rate as per Latest Govt. of Jharkhand Notification (in INR) |  | Remarks/ Comments | New 33/11 KV PSS with 2x5 MVA Power T/F with One 33 KV incoming, one 33 KV outgoing and four 11 KV outgoing |  |  | New 33/11 KV PSS with 1x10 MVA Power T/F with two 33 KV incoming and Six 11 KV outgoing
[5 empty] | Normal Soil | Rocky Soil |  | Qty. | Total (in INR) Normal Soil | Total (in INR) Rocky Soil | Qty. | Total (in INR) Normal Soil | Total (in INR) Rocky Soil
A | B | C | D | E | F = E*(1+E) | G = F*1.5 | H | I | J | K | L | M | N
1 | Erection of 33KV Gantry column and girder including concrete foundation and top muffing for complete structures with a two-legged gantry column (including supply of stone/jhama chips and without cement which is to be supplied by JBVNL) | Per Structure | 16623.0432 | 27.98% | 21274.8701 | 31912.3051 | Escalation of 27.98% on rate mentioned in 2014-15 cost data book | 2 | 42549.7402 | 63824.6103 | 2 | 42549.7402 | 63824.6103
2 | Erection of structure for 33KV / 11KV CT / PT including concrete foundation and top muffing (including supply of stone/jhama chips and without cement which is to be supplied by JBVNL) | Per Structure | 6177.3443 | 27.98% | 7906.0251 | 7906.0251 | Escalation of 27.98% on rate mentioned in 2014-15 cost data book | 10 | 79060.2511 | 79060.2511 | 10 | 79060.2511 | 79060.2511
3 | Construction of brick foundation plinth of 33KV breaker as per approved drawing (including supply of stone/jhama chips and without cement which is to be supplied by JBVNL) | Per Foundation | 14936.6047 | 27.98% | 19116.4951 | 28674.7427 | Escalation of 27.98% on rate mentioned in 2014-15 cost data book | 4 | 76465.9805 | 114698.9708 | 3 | 57349.4854 | 86024.2281
4 | Erection of structure for 33KV Horn Gap fuse set including concrete foundation and top muffing (including supply of stone/jhama chips and without cement which is to be supplied by JBVNL) | Per Structure | 6863.7068 | 27.98% | 8784.4607 | 8784.4607 | Escalation of 27.98% on rate mentioned in 2014-15 cost data book | 2 | 17568.9215 | 17568.9215 | 1 | 8784.4607 | 8784.4607
5 | Erection of structure for 33KV / 11KV swing bus including concrete foundation and top muffing (including supply of stone/jhama chips and without cement which is to be supplied by JBVNL) | Per Structure | 10295.5683 | 27.98% | 13176.7016 | 19765.0523 | Escalation of 27.98% on rate mentioned in 2014-15 cost data book | 4 | 52706.8062 | 79060.2093 | 4 | 52706.8062 | 79060.2093
6 | Erection of pedestal support structure for 33KV / 11KV power bus including concrete foundation and top muffing (including supply of stone/jhama chips and without cement which is to be supplied by JBVNL) | Per Structure | 1311.0794 | 27.98% | 1677.9746 | 2516.9619 | Escalation of 27.98% on rate mentioned in 2014-15 cost data book | 2 | 3355.9492 | 5033.9238 | 2 | 3355.9492 | 5033.9238
7 | Construction of brick foundation plinth of 11KV breaker as per approved drawing (including supply of stone/jhama chips and without cement which is to be supplied by JBVNL) | Per Foundation | 9745.933 | 27.98% | 12473.2552 | 12473.2552 | Escalation of 27.98% on rate mentioned in 2014-15 cost data book | 6 | 74839.5311 | 74839.5311 | 7 | 87312.7863 | 87312.7863
8 | Erection of structure for 11KV Horn Gap fuse set including concrete foundation and top muffing (including supply of stone/jhama chips and without cement which is to be supplied by JBVNL) | Per Structure | 6177.3443 | 27.98% | 7906.0251 | 11859.0377 | Escalation of 27.98% on rate mentioned in 2014-15 cost data book | 2 | 15812.0502 | 23718.0753 | 1 | 7906.0251 | 11859.0377
9 | Erection of terminals / take off structure of 11KV line including concrete foundation and top muffing (including supply of stone/jhama chips and without cement which is to be supplied by JBVNL) | Per Structure | 10981.9308 | 27.98% | 14055.1372 | 14055.1372 | Escalation of 27.98% on rate mentioned in 2014-15 cost data book | 4 | 56220.5487 | 56220.5487 | 6 | 84330.8231 | 84330.8231
10 | Erection and commissioning of 33KV/110V CTPT combined metering units of different capacity for feeder metering including installation of HT trivector meter with meter box and other allied works complete | Per CTPT | 2007 | 27.98% | 2568.643 | 3852.9646 | Escalation of 27.98% on rate mentioned in 2014-15 cost data book | 6 | 15411.8583 | 23117.7874 | 8 | 20549.1444 | 30823.7166
11 | Fixing and fitting of AB switch complete with operating, handling and making necessary connections to the equipment | [7 empty] | 0 | 0 |  | 0 | 0
| a) For 33KV side | Per Set | 1396.8706 | 27.98% | 1787.7738 | 1787.7738 | Escalation of 27.98% on rate mentioned in 2014-15 cost data book | 2 | 3575.5477 | 3575.5477 | 2 | 3575.5477 | 3575.5477
| b) For 11KV Side | Per Set | 1002.7371 | 27.98% | 1283.3451 | 1283.3451 | Escalation of 27.98% on rate mentioned in 2014-15 cost data book | 4 | 5133.3804 | 5133.3804 | 6 | 7700.0706 | 7700.0706
12 | Fixing and fitting of post insulator on pedestal support structure including fixing of lower bus bar (Al. pipe.), jumper connection to the lower bus bar and to the swing bus | [7 empty] | 0 | 0 |  | 0 | 0
| a) For 33KV side | For All Three Phase | 1434.4033 | 27.98% | 1835.8097 | 1835.8097 | Escalation of 27.98% on rate mentioned in 2014-15 cost data book | 12 | 22029.7163 | 22029.7163 | 9 | 16522.2872 | 16522.2872
| b) For 11KV Side | For All Three Phase | 1051.012 | 27.98% | 1345.1294 | 1345.1294 | Escalation of 27.98% on rate mentioned in 2014-15 cost data book | 18 | 24212.3286 | 24212.3286 | 21 | 28247.7167 | 28247.7167
13 | Fixing of lightening arrestor (one set consisting of 3LA one in each circuit) with connection to line and earth. |  |  |  |  | 0 |  |  | 0 | 0 |  | 0 | 0
| a) For 33KV side | Per Set | 1541.6464 | 27.98% | 1973.064 | 1973.064 | Escalation of 27.98% on rate mentioned in 2014-15 cost data book | 2 | 3946.1279 | 3946.1279 | 2 | 3946.1279 | 3946.1279
| b) For 11KV Side | Per Set | 1051.012 | 27.98% | 1345.1294 | 1345.1294 | Escalation of 27.98% on rate mentioned in 2014-15 cost data book | 4 | 5380.5175 | 5380.5175 | 6 | 8070.7762 | 8070.7762
14 | Fixing and fitting of Horn Gap fuse set and fitting of HT pin insulator of Horn | [7 empty] | 0 | 0 |  | 0 | 0
| a) For 33KV | Each | 670.2818 | 27.98% | 857.8548 | 857.8548 | Escalation of 27.98% on rate mentioned in 2014-15 cost data book | 2 | 1715.7096 | 1715.7096 | 2 | 1715.7096 | 1715.7096
| b) For 11KV | Each | 479.9248 | 27.98% | 614.228 | 614.228 | Escalation of 27.98% on rate mentioned in 2014-15 cost data book | 4 | 2456.9119 | 2456.9119 | 6 | 3685.3678 | 3685.3678
15 | Erection and commissioning of 11KV/110V CTPT combined metering units of different capacity for feeder metering including installation of HT trivector meter with meter box and other allied works complete | Per CTPT | 1235 | 27.98% | 1580.605 | 1580.605 | Escalation of 27.98% on rate mentioned in 2014-15 cost data book | 4 | 6322.4199 | 6322.4199 | 6 | 9483.6298 | 9483.6298
16 | Fixing of 33KV PT on the structure and its connections | Per Set | 1002.7371 | 27.98% | 1283.3451 | 1283.3451 | Escalation of 27.98% on rate mentioned in 2014-15 cost data book | 4 | 5133.3804 | 5133.3804 | 4 | 5133.3804 | 5133.3804
17 | Fixing of 33KV CT on the structure and its connections | Per Set | 1002.7371 | 27.98% | 1283.3451 | 1283.3451 | Escalation of 27.98% on rate mentioned in 2014-15 cost data book | 4 | 5133.3804 | 5133.3804 | 4 | 5133.3804 | 5133.3804
18 | Fitting of disc Insulator to swing bus structure with hardware fittings | [7 empty] | 0 | 0 |  | 0 | 0
| a) For 33KV side (One set shall consist of three strain sets. Each strain set consisting of 3 nos of disc insulator) | Per Set | 463.8441 | 27.98% | 593.6471 | 593.6471 | Escalation of 27.98% on rate mentioned in 2014-15 cost data book | 36 | 21371.297 | 21371.297 | 36 | 21371.297 | 21371.297
| b) For 11KV side (One set shall consist of three strain sets of single disc insulator) | Per Set | 154.6147 | 27.98% | 197.8824 | 197.8824 | Escalation of 27.98% on rate mentioned in 2014-15 cost data book | 18 | 3561.8828 | 3561.8828 | 18 | 3561.8828 | 3561.8828
19 | Stringing and sagging of all the three phase of swing bus with jumpering for 33KV & 11KV with | [7 empty] | 0 | 0 |  | 0 | 0
| a) ACSR Panther (232 sq.mm.) | Per Horizontal Meter | 150.1469 | 27.98% | 192.1643 | 192.1643 | Escalation of 27.98% on rate mentioned in 2014-15 cost data book | 1000 | 192164.3228 | 192164.3228 | 1000 | 192164.3228 | 192164.3228
| b) ACSR Dog (100 sq.mm.) | Per Horizontal Meter | 134.0498 | 27.98% | 171.5626 | 171.5626 | Escalation of 27.98% on rate mentioned in 2014-15 cost data book |  | 0 | 0 |  | 0 | 0
20 | Construction of transformer brick concrete foundation with plinth of 33/11KV Power Transformers as per approved drawing | Per Foundation | 27071.4358 | 27.98% | 34647.1626 | 34647.1626 | Escalation of 27.98% on rate mentioned in 2014-15 cost data book | 2 | 69294.3252 | 69294.3252 | 1 | 34647.1626 | 34647.1626
21 | Placing of power transformer on the plinth with jumpering connections both on 33KV and 11KV | [7 empty] | 0 | 0 |  | 0 | 0
| a) For 1.6 MVA Power Transformer | Per Transformer | 13689.8809 | 27.98% | 17520.8856 | 17520.8856 | Escalation of 27.98% on rate mentioned in 2014-15 cost data book |  | 0 | 0 |  | 0 | 0
| b) For 3.15 KVA Power Transformer | Per Transformer | 20537.5069 | 27.98% | 26284.7655 | 26284.7655 | Escalation of 27.98% on rate mentioned in 2014-15 cost data book |  | 0 | 0 |  | 0 | 0
| c) For 5 MVA Power Transformer | Per Transformer | 27111.6458 | 27.98% | 34698.6251 | 34698.6251 | Escalation of 27.98% on rate mentioned in 2014-15 cost data book | 2 | 69397.2503 | 69397.2503 |  | 0 | 0
| d) For 10 MVA Power Transformer | Per Transformer | N/A |  | 52047.9377 | 52047.9377 | Proportionate (1.5 times) w.r.t. rate of placing 5MVA Power Transformer on the plinth |  | 0 | 0 | 1 | 52047.9377 | 52047.9377
22 | Erection of 33KV Breaker with structure, CT, PT and control & relay pannel | Per Set | 4115.54 (excluding CT) |  | 7271.6874 | 7271.6874 | 8 semi skilled manpower, 2 skilled manpower and 1 highly skilled per set for 2 days | 4 | 29086.7494 | 29086.7494 | 4 | 29086.7494 | 29086.7494
23 | Erection of 11KV Breaker with structure, CT, PTand control & relay pannel | Per Set | 4115.54 (excluding CT) |  | 7271.6874 | 7271.6874 | 8 semi skilled manpower & 2 skilled manpower per set for 2 days | 6 | 43630.1242 | 43630.1242 | 8 | 58173.4989 | 58173.4989
24 | Laying of control cable in trenches with all connections | Per RMT | 29.0368 | 27.98% | 41.9411 | 41.9411 | 1 skilled manpower & 2 highly skilled manpower per RMT for 3 days | 3100 | 130017.4038 | 130017.4038 | 3100 | 130017.4038 | 130017.4038
25 | Placing 11KV kiosk on plinth and jumpering connection to sub-station equipment | Per erected kiosk | 2766.9346 | 27.98% | 3541.2393 | 3541.2393 | Escalation of 27.98% on rate mentioned in 2014-15 cost data book | 2 | 7082.4787 | 7082.4787 | 1 | 3541.2393 | 3541.2393
26 | (a) 3'x2'10' earth pit digging, laying of GI plate, GI Pipe, filling with charcoal and salt in proportionate quantity filling the earth pit with earth and taking out GI pipe for watering upto ground level and brick work for the same (charcoal, salt and brick to be supplied by the contractor) | Per Pit | 2691.853 | 27.98% | 3445.1467 | 5167.7201 | Escalation of 27.98% on rate mentioned in 2014-15 cost data book | 46 | 158476.749 | 237715.1235 | 46 | 158476.749 | 237715.1235
| b) Laying out M.S. flat (50x6mm) matting and earth connection with earthing pipe as per technical specifciation and painting the joints with anti corrosive paints. | Per Meter | 61.6619 | 27.98% | 78.9175 | 78.9175 | Escalation of 27.98% on rate mentioned in 2014-15 cost data book | 500 | 39458.7717 | 39458.7717 | 500 | 39458.7717 | 39458.7717
| c) Welding of M.S. flat to different structure of sub-station. | Per Point | 16.0808 | 27.98% | 20.5808 | 20.5808 | Escalation of 27.98% on rate mentioned in 2014-15 cost data book | 92 | 1893.436 | 1893.436 | 92 | 1893.436 | 1893.436
27 | 600 mm dia x 10 ft earth pit digging, laying of GI earthing pipe and filling of surrounding volume with Bentonite (45 kg as per IS 3043 - 1987) suspension formed by mixing bentonite with water in ratio 1:4 and taking out GI pipe for watering upto ground level and brick work for the same (brick and sand to be supplied by the contractor) | Per pit | 3391.7004 | 27.98% | 4340.8409 | 6511.2613 | Escalation of 27.98% on rate mentioned in 2014-15 cost data book | 20 | 86816.8174 | 130225.2261 | 24 | 104180.1809 | 156270.2713
28 | Connections of power transformer neutral with separate earth pit with copper flat of requisite size. | Each | 895.494 | 27.98% | 1146.0908 | 1146.0908 | Escalation of 27.98% on rate mentioned in 2014-15 cost data book | 2 | 2292.1817 | 2292.1817 | 1 | 1146.0908 | 1146.0908
29 | Earthing (Deep Bore of 30 meter) including 115/125 mm dia drill tubewell with supply of G.I. pipe 2" dia having nine holes per meter of G.I.Pipe at a gap of 11cm per holes all along around the pipe (including supply and filling charcoal, salt with intermittent layer or bentonite powder) | Per earthing | 24624 | 27.98% | 28363.3482 | 42545.0223 | Escalation of 27.98% on rate mentioned in 2014-15 cost data book | 6 | 170180.089 | 255270.1336 | 3 | 85090.0445 | 127635.0668
30 | Connecting G.I. flat for different structures/ equipment in the PSS | Per Meter | N/A |  | 25 | 25 | Ref: MSEDCL, Maharashtra | 800 | 20000 | 20000 | 800 | 20000 | 20000
31 | Connecting Neutal / body of Power Transformer with earthing | Per Meter | N/A |  | 30 | 30 | Ref: MSEDCL, Maharashtra | 50 | 1500 | 1500 | 25 | 750 | 750
32 | Painting of all structures with 2 coats of Red oxide paint and 2 coats of Al. paint (paint to be supplied by Nigam) | Lump sum | N/A |  | 2785.92 | 2785.92 | 3 semi skilled manpower for 4 days | 1 | 2785.92 | 2785.92 | 1 | 2785.92 | 2785.92
33 | Preparation of cable trench of 0.75 mtr. width and depth upto 1 mtr. With all associated works as per REC design (including cost of required material for civil works) and further depositing excavated material on bank upto a lead of 50 mtrs. | Per Meter | 271.0 (For earth work only) |  | 1019.94 (rates is inclusive of all material except supply of angle) | 1052.1912 | Ref: Building Construction Department (Govt. of Jharkhand) w.e.f. 1st April 2015 Calculation: Per 30.50 meter trench: (E/W excavation of trenches 30.50x0.75x1 cum @ INR 1966.79) + (brick flat soling 30.50x0.75 m2 @ INR 5330.33) + (PCC (1:4:8) in base slab 30.50x0.75x0.075 cum @ INR 5912.027) + (Brick Work (1:6) in C.M. in F &P 2x30.5x0.25x0.2 @ INR 11645.99) + (12mm. Cement plaster (1:3) with punning 30.50x1.27 @ INR 6253.3) | 350 | 356979 | 368266.9246 | 350 | 356979 | 368266.9246
34 | Erection of 100KVA Substation Transformer | Nos. | N/A |  | 22546.1379 | 23083.3564 | Ref: DSS Labour cost analysis sheet | 1 | 22546.1379 | 23083.3564 | 1 | 22546.1379 | 23083.3564
TOTAL | [8 empty] | 1947565.9943 | 2270279.1575 |  | 1855037.2911 | 2132944.4967
1200
500
21000
1200
[9 empty] | 1500 |  |  |  | 13250 | 1200
[9 empty] | 3200 |  |  |  | 13250 | 1500
[9 empty] | 5500 |  |  |  | 21000 | 3200
[9 empty] | 3200 | 1200 | 1200 |  | 85200 | 5500
[9 empty] | 1500 | 2000 | 2000 |  | 132700 | 3200
[9 empty] | 17500 | 2000 | 2000 |  | 204700 | 1500
[9 empty] | 2500 | 4000 | 4000 |  | 204.7 | 1200
[9 empty] | 11000 | 700 | 700 |  |  | 2000
[9 empty] | 13250 | 5000 | 2500 |  |  | 2000
83050
[9 empty] | 166100 | 14900 | 12400
[10 empty] | 181000 | 178500
[10 empty] | 181 | 178.5
[10 empty] | 199.1 | 196.35

## DSS labour
1.5
11/0.4 KV Distribution Substation Labour Cost Analysis
Sl. No. | Description of item of Work | Unit | Existing Rate as per Cost Data Book 2014-15 (in INR) | Percentage increase in avaerage labour rates Rates as per Government of Jharkhand Notification No.2/MW-20-02/2015 L & E -1467 Ranchi, dated 14/08/15 | New Labor rate as per Latest Govt. of Jharkhand Notification (in INR) |  | Remarks/ Comments | 11/.4 KV DSS With 25 KVA Distribution Transformer |  |  | 11/.4 KV DSS With 63 KVA Distribution Transformer |  |  | 11/.4 KV DSS With 100 KVA Distribution Transformer |  |  | 11/.4 KV DSS With 200 KVA Distribution Transformer |  |  | 11/.4 KV DSS With 315 KVA Distribution Transformer |  |  | 11/.4 KV DSS With 500 KVA Distribution Transformer
[5 empty] | Normal Soil | Rocky Soil |  | Qty. | Total (in INR) Normal Soil | Total (in INR) Rocky Soil | Qty. | Total (in INR) Normal Soil | Total (in INR) Rocky Soil | Qty. | Total (in INR) Normal Soil | Total (in INR) Rocky Soil | Qty. | Total (in INR) Normal Soil | Total (in INR) Rocky Soil | Qty. | Total (in INR) Normal Soil | Total (in INR) Rocky Soil | Qty. | Total (in INR) Normal Soil | Total (in INR) Rocky Soil
A | B | C | D | E | F = E*(1+E) | G = F*1.5 | H | I | J | K | L | M | N | O | P | Q | R | S | T | U | V | W | X | Y | Z
1 | Pole pit excavation (for 400 KG W.L 9 mtr. PSC pole) | Per Pit | 178.4608 | 27.98% | 228.4017 | 342.6025 | Escalation of 27.98% on rate mentioned in 2014-15 cost data book | 2 | 456.8033 | 685.205 | 2 | 456.8033 | 685.205 | 2 | 456.8033 | 685.205 | 2 | 456.8033 | 685.205 | 2 | 456.8033 | 685.205 | 2 | 456.8033 | 685.205
2 | Erection of Pole | [7 empty] | 0 | 0 |  | 0 | 0 |  | 0 | 0 |  | 0 | 0 |  | 0 | 0 |  | 0 | 0
| (a) Single PSC Pole 400 KG W.L (9 mtr.) | Pole | 288.2781 | 27.98% | 368.9505 | 368.9505 | Escalation of 27.98% on rate mentioned in 2014-15 cost data book |  | 0 | 0 |  | 0 | 0 |  | 0 | 0 |  | 0 | 0 |  | 0 | 0 |  | 0 | 0
| (b) Double PSC Pole 400 KG W.L (9 mtr.) | Per DP | 573.1116 | 27.98% | 733.4923 | 733.4923 | Escalation of 27.98% on rate mentioned in 2014-15 cost data book | 1 | 733.4923 | 733.4923 | 1 | 733.4923 | 733.4923 | 1 | 733.4923 | 733.4923 | 1 | 733.4923 | 733.4923 | 1 | 733.4923 | 733.4923 | 1 | 733.4923 | 733.4923
| (c) Tri PSC Pole 400 KG W.L (9 mtr.) | Per TP | N/A |  | 1106.8515 | 1106.8515 | 3 times of erection rate of Single PSC Pole |  | 0 | 0 |  | 0 | 0 |  | 0 | 0 |  | 0 | 0 |  | 0 | 0 |  | 0 | 0
| (d) Four PSC Pole 400 KG W.L (9 mtr.) | Per FP | N/A |  | 1475.8019 | 1475.8019 | 4 times of erection rate of Single PSC Pole |  | 0 | 0 |  | 0 | 0 |  | 0 | 0 |  | 0 | 0 |  | 0 | 0 |  | 0 | 0
3 | c) Concreting and top muffing of support with 1:4:8 mixture (including cost of approved quality of stone chips 20mm to 6mm size graded, clean coarse sand of F.M 2.5 to 3 grade and cement concrete along with cost of screening, shuttering, mixing, placing the mixuture in position, vibrating, striking, curing, taxes and royalty all complete) | Per 20 cft | 962.527 |  | 2506.7008 | 2506.7008 | Ref: Building Construction Department (Govt. of Jharkhand) w.e.f. 1st April 2015 Calculation: (INR 4428.8 per mtr3) x 0.0283 (conversion factor for mtr3 to cft) x [cft] | 2 | 5013.4016 | 5013.4016 | 2 | 5013.4016 | 5013.4016 | 2 | 5013.4016 | 5013.4016 | 2 | 5013.4016 | 5013.4016 | 2 | 5013.4016 | 5013.4016 | 2 | 5013.4016 | 5013.4016
8 | Stay pit excavation | Per Pit | 120.6465 | 27.98% | 154.4084 | 231.6126 | Escalation of 27.98% on rate mentioned in 2014-15 cost data book | 4 | 617.6337 | 926.4506 | 4 | 617.6337 | 926.4506 | 4 | 617.6337 | 926.4506 | 4 | 617.6337 | 926.4506 | 4 | 617.6337 | 926.4506 | 4 | 617.6337 | 926.4506
9 | Erection of Stay with stone / RCC Stay plate, Stay binding by fitting stay clamps etc. | Per Stay | 154.4405 | 27.98% | 197.6595 | 197.6595 | Escalation of 27.98% on rate mentioned in 2014-15 cost data book | 4 | 790.638 | 790.638 | 4 | 790.638 | 790.638 | 4 | 790.638 | 790.638 | 4 | 790.638 | 790.638 | 4 | 790.638 | 790.638 | 4 | 790.638 | 790.638
10 | Concreting of stay with 1:4:8 mixture (including cost of approved quality of stone chips 20mm to 6mm size graded, clean coarse sand of F.M 2.5 to 3 grade and cement concrete along with cost of screening, shuttering, mixing, placing the mixuture in position, vibrating, striking, curing, taxes and royalty all complete) | Per 5 cft | 356.9111 |  | 626.6752 | 626.6752 | Ref: Building Construction Department (Govt. of Jharkhand) w.e.f. 1st April 2015 Calculation: (INR 4428.8 per mtr3) x 0.0283 (conversion factor for mtr3 to cft) x [cft] | 4 | 2506.7008 | 2506.7008 | 4 | 2506.7008 | 2506.7008 | 4 | 2506.7008 | 2506.7008 | 4 | 2506.7008 | 2506.7008 | 4 | 2506.7008 | 2506.7008 | 4 | 2506.7008 | 2506.7008
11 | Fixing of Sub-Station Top channel, AB switch base channel, Horn gap fuse set base channel, Transformer Base channel, etc complete. | Per DP complete Set | 933.4674 | 27.98% | 1194.6908 | 1194.6908 | Escalation of 27.98% on rate mentioned in 2014-15 cost data book | 1 | 1194.6908 | 1194.6908 | 1 | 1194.6908 | 1194.6908 | 1 | 1194.6908 | 1194.6908 | 1 | 1194.6908 | 1194.6908 | 1 | 1194.6908 | 1194.6908 | 1 | 1194.6908 | 1194.6908
12 | Fixing and fitting of 11KV AB Switch complete set with handle etc. as per Tech. Specification and direction of E/I. | Per Set | 916.3091 | 27.98% | 1172.731 | 1172.731 | Escalation of 27.98% on rate mentioned in 2014-15 cost data book | 1 | 1172.731 | 1172.731 | 1 | 1172.731 | 1172.731 | 1 | 1172.731 | 1172.731 | 1 | 1172.731 | 1172.731 | 1 | 1172.731 | 1172.731 | 1 | 1172.731 | 1172.731
13 | Fixing and fitting of 11KV Horn gap fuse set including making Horn gap for three phase as per approved design and direction of the Engineer I/c. | Per Set | 202.4869 | 27.98% | 259.1513 | 259.1513 | Escalation of 27.98% on rate mentioned in 2014-15 cost data book | 1 | 259.1513 | 259.1513 | 1 | 259.1513 | 259.1513 | 1 | 259.1513 | 259.1513 | 1 | 259.1513 | 259.1513 | 1 | 259.1513 | 259.1513 | 1 | 259.1513 | 259.1513
14 | (a)Fixing and placing of the Transformer (25/63/100/200KVA) on Transformer base fixing with pole with proper clamps and Angle lron, welding the transformer with transformer base channel and Transformer Angle Iron with clamps. | Per Transformer | 1468.8341 | 27.98% | 1879.8756 | 1879.8756 | Escalation of 27.98% on rate mentioned in 2014-15 cost data book | 1 | 1879.8756 | 1879.8756 | 1 | 1879.8756 | 1879.8756 | 1 | 1879.8756 | 1879.8756 | 1 | 1879.8756 | 1879.8756 |  | 0 | 0 |  | 0 | 0
| (b)Fixing and placing of the Transformer (500 KVA) on Transformer base fixing with pole with proper clamps and Angle lron, welding the transformer with transformer base channel and Transformer Angle Iron with clamps. | Per Transformer | 2937.6681 | 27.98% | 3759.7513 | 3759.7513 | Escalation of 27.98% on rate mentioned in 2014-15 cost data book |  | 0 | 0 |  | 0 | 0 |  | 0 | 0 |  | 0 | 0 | 1 | 3759.7513 | 3759.7513 | 1 | 3759.7513 | 3759.7513
15 | Fixing and fitting of one set of Lightning Arrestor consisting of 3 Nos. Lighting Arrestor with its connections to the phase conductors and to Earth for all the three phase. | Per Set | 579.9847 | 27.98% | 742.2888 | 742.2888 | Escalation of 27.98% on rate mentioned in 2014-15 cost data book | 1 | 742.2888 | 742.2888 | 1 | 742.2888 | 742.2888 | 1 | 742.2888 | 742.2888 | 1 | 742.2888 | 742.2888 | 1 | 742.2888 | 742.2888 | 1 | 742.2888 | 742.2888
16 | Jumpering through suitable lugs of clamps (including supply of lugs) from :- a) Line to AB switch b) AB Switch to HG Fuse Set. c) HG Fuse Set to HT Bushing of the transformer complete works for one sub-station. d) Making of LT busbar arrangement including fixing and fitting of LT insulators with fuse arragements(one side/both side) with jumpering to LT line complete | complete for each pole mounted sub-station | 554.9575 | 27.98% | 710.2579 | 710.2579 | Escalation of 27.98% on rate mentioned in 2014-15 cost data book | 1 | 710.2579 | 710.2579 | 1 | 710.2579 | 710.2579 | 1 | 710.2579 | 710.2579 | 1 | 710.2579 | 710.2579 | 1 | 710.2579 | 710.2579 | 1 | 710.2579 | 710.2579
17 | Earthing including fixing of GI pipe and wire as per direction of the Engineer O/C (GI Pipe and wire to be supplied by the Nigam) |  |  |  |  | 0 |  |  | 0 | 0 |  | 0 | 0 |  | 0 | 0 |  | 0 | 0 |  | 0 | 0 |  | 0 | 0
| a) For Neutral of the Transformer as per approved practice and design including its connections. | Per Earthing | 496.0039 | 27.98% | 634.8067 | 634.8067 | Escalation of 27.98% on rate mentioned in 2014-15 cost data book | 1 | 634.8067 | 634.8067 | 1 | 634.8067 | 634.8067 | 1 | 634.8067 | 634.8067 | 1 | 634.8067 | 634.8067 | 1 | 634.8067 | 634.8067 | 1 | 634.8067 | 634.8067
| b) Transformer body and Lightning Arrestor as per approved drawings and design including its charcoal connections salf. Etc. to supplied by the contractor. | Per Earthing | 496.0039 | 27.98% | 634.8067 | 634.8067 | Escalation of 27.98% on rate mentioned in 2014-15 cost data book | 6 | 3808.8399 | 3808.8399 | 6 | 3808.8399 | 3808.8399 | 6 | 3808.8399 | 3808.8399 | 6 | 3808.8399 | 3808.8399 | 6 | 3808.8399 | 3808.8399 | 6 | 3808.8399 | 3808.8399
| c) Painting of structure bracket etc. by two coats of Al. paint after one coat of Red oxide paint (Paints to be supplied by Nigam) | Each D/S/S | 882.0906 | 27.98% | 1128.9367 | 1128.9367 | Escalation of 27.98% on rate mentioned in 2014-15 cost data book | 1 | 1128.9367 | 1128.9367 | 1 | 1128.9367 | 1128.9367 | 1 | 1128.9367 | 1128.9367 | 1 | 1128.9367 | 1128.9367 | 1 | 1128.9367 | 1128.9367 | 1 | 1128.9367 | 1128.9367
18 | Erection of LTCT Meter with meter box with Modem and SIM including connections complete as per Engineer- in- charge . | Each D/S/S | 700 | 27.98% | 895.8895 | 895.8895 | Escalation of 27.98% on rate mentioned in 2014-15 cost data book | 1 | 895.8895 | 895.8895 | 1 | 895.8895 | 895.8895 | 1 | 895.8895 | 895.8895 | 1 | 895.8895 | 895.8895 | 1 | 895.8895 | 895.8895 | 1 | 895.8895 | 895.8895
19 | Construction of platform (1.5x1.5x1.2) mtr in size stone, for erection of transformers/Heavy equipment including all materials, labour.Excavation of (1.5x1.5x1) mt pit for foundation providing and laying cement concrete 1:4:8 for foundation laid in 1cm thick layers, well compacted curing etc., complete providing and construction of stone masonary 0.9m below ground level and 1.2m above ground level neatly hammer dressed in cement morter 1:6 cutting complete providing pointing to stone masonary in cement morter 1:3 after racking joint & nisely lining curing etc., plastering the concrete surfaces in cement morter 1:4 including smooth randering curing etc., curing at every stages completely. | Per Plinth | 17972 | 3.95% (escalation on materail cost with 0.6 weightage) 27.98% (escalation on labour work with 0.4 weightage) | 20409.3626 | 20409.3626 | Escalation of 3.95% on material cost (with 0.6 weightage) and 27.98% on labour work (with 0.4 weightage) on rate mentioned in 2014-15 cost data book |  | 0 | 0 |  | 0 | 0 |  | 0 | 0 |  | 0 | 0 |  | 0 | 0 | 1 | 20409.3626 | 20409.3626
TOTAL | [8 empty] | 22546.1379 | 23083.3564 |  | 22546.1379 | 23083.3564 |  | 22546.1379 | 23083.3564 |  | 22546.1379 | 23083.3564 |  | 24426.0135 | 24963.232 |  | 44835.3761 | 45372.5947

## LT line labour
1.5
LT Line Labour Cost Analysis
Sl. No. | Description of item of Work | Unit | Existing Rate as per Cost Data Book 2014-15 (in INR) | Percentage increase in avaerage labour rates Rates as per Government of Jharkhand Notification No.2/MW-20-02/2015 L & E -1467 Ranchi, dated 14/08/15 | New Labor rate as per Latest Govt. of Jharkhand Notification (in INR) |  | Remarks/ Comments | 1 KM LT Overhead Line on 8 mtr PSC Pole of 34 sq mm (Weasel) conductor with 50 Mtr Average span |  |  | 1 KM LT Overhead Line on 8 mtr PSC Pole of 55 sq mm (Rabbit) conductor with 50 Mtr Average span
[5 empty] | Normal Soil | Rocky Soil |  | Qty. | Total (in INR) Normal Soil | Total (in INR) Rocky Soil | Qty. | Total (in INR) Normal Soil | Total (in INR) Rocky Soil
A | B | C | D | E | F = E*(1+E) | G = F*1.5 | H | I | J | K | L | M | N
1 | Survey and investigating inlcuding pegging | Per route Km. | 1029.5601 | 27.98% | 1317.6743 | 1317.6743 | Escalation of 27.98% on rate mentioned in 2014-15 cost data book | 1 | 1317.6743 | 1317.6743 | 1 | 1317.6743 | 1317.6743
2 | Pole pit excavation (for 200 KG W.L 8 mtr. PSC pole) | Per Pit | 178.4608 | 27.98% | 228.4017 | 342.6025 | Escalation of 27.98% on rate mentioned in 2014-15 cost data book | 20 | 4568.0332 | 6852.0498 | 20 | 4568.0332 | 6852.0498
3 | Erection of Single PSC pole 200 KG W.L (8 mtr.) | Per Pole | 256.2472 | 27.98% | 327.956 | 327.956 | Escalation of 27.98% on rate mentioned in 2014-15 cost data book | 20 | 6559.1197 | 6559.1197 | 20 | 6559.1197 | 6559.1197
4 | a) Filling of half depth of Pole pit with Jhama chips/stone chips and proper ramming after filling with earth in case of PSC Pole/Stone /Jhama chips to be supplied by the contractor | Per Pole Pit | 257.3884 | 27.98% | 329.4165 | 329.4165 | Escalation of 27.98% on rate mentioned in 2014-15 cost data book | 20 | 6588.3299 | 6588.3299 | 20 | 6588.3299 | 6588.3299
| + | [7 empty] | 0 | 0 |  | 0 | 0
| b) Filling of Pole pit with earth in layers pouring water in each layer and ramming the earth properly as per standard practice of the Nigam. | Per Pole Pit | 67.0331 | 27.98% | 85.7917 | 85.7917 | Escalation of 27.98% on rate mentioned in 2014-15 cost data book | 20 | 1715.835 | 1715.835 | 20 | 1715.835 | 1715.835
7 | Stay Pit Excavation | Per Pit | 120.6465 | 27.98% | 154.4084 | 231.6126 | Escalation of 27.98% on rate mentioned in 2014-15 cost data book | 20 | 3088.1686 | 4632.2529 | 20 | 3088.1686 | 4632.2529
8 | Erection of Stay with stone / RCC Stay plate Binding of Stay wire fitting of Stay clamps and "GUY" Insulator as required. | Per Stay | 154.434 | 27.98% | 197.6512 | 197.6512 | Escalation of 27.98% on rate mentioned in 2014-15 cost data book | 20 | 3953.023 | 3953.023 | 20 | 3953.023 | 3953.023
9 | Concreting of stay with 1:4:8 mixture (including cost of approved quality of stone chips 20mm to 6mm size graded, clean coarse sand of F.M 2.5 to 3 grade and cement concrete along with cost of screening, shuttering, mixing, placing the mixuture in position, vibrating, striking, curing, taxes and royalty all complete) | Per 5 cft | 356.9111 |  | 626.6752 | 626.6752 | Ref: Building Construction Department (Govt. of Jharkhand) w.e.f. 1st April 2015 Calculation: (INR 4428.8 per mtr3) x 0.0283 (conversion factor for mtr3 to cft) x [cft] | 20 | 12533.504 | 12533.504 | 20 | 12533.504 | 12533.504
10 | Fitting and fixing of LT Horizontal Bracket and clamps, 8 pieces (if required) on Single Pole | Per Pole | 144.1374 | 27.98% | 184.4732 | 184.4732 | Escalation of 27.98% on rate mentioned in 2014-15 cost data book | 20 | 3689.4631 | 3689.4631 | 20 | 3689.4631 | 3689.4631
11 | Fitting and fixing of LT Vertical Bracket and clamps for vertical formation from one to four as required | Per Pole | 61.773 | 27.98% | 79.0596 | 79.0596 | Escalation of 27.98% on rate mentioned in 2014-15 cost data book | 20 | 1581.1925 | 1581.1925 | 20 | 1581.1925 | 1581.1925
12 | Fitting and fixing of LT Pin / Shackle Insulator on bracket with its fixtures as required | Per Pole | 30.8865 | 27.98% | 39.5298 | 39.5298 | Escalation of 27.98% on rate mentioned in 2014-15 cost data book | 20 | 790.5962 | 790.5962 | 20 | 790.5962 | 790.5962
13 | Earthing including fixing of GI Pipe and connecting GI wire to metal parts as per direction of the E/I (GI Pipe and wire to be supplied by the Nigam) | Per Earthing | 267.6847 | 27.98% | 342.5942 | 342.5942 | Escalation of 27.98% on rate mentioned in 2014-15 cost data book | 20 | 6851.8839 | 6851.8839 | 20 | 6851.8839 | 6851.8839
14 | Laying out and sagging of Rabbit (55 sq.mm.) conductor including tremination at cut point and Mid span jointing wherever necessary | [7 empty] | 0 | 0 |  | 0 | 0
| a) Four Cut Point | Per Route KM | 5336 | 27.98% | 6829.2373 | 6829.2373 | Escalation of 27.98% on rate mentioned in 2014-15 cost data book |  | 0 | 0 |  | 0 | 0
| b) Three Cut Point | Per Route KM | 4802.4 | 27.98% | 6146.3135 | 6146.3135 | Escalation of 27.98% on rate mentioned in 2014-15 cost data book |  | 0 | 0 |  | 0 | 0
| c) Two Cut Point | Per Route KM | 3281.9093 | 27.98% | 4200.3256 | 4200.3256 | Escalation of 27.98% on rate mentioned in 2014-15 cost data book |  | 0 | 0 |  | 0 | 0
| d) One Cut Point | Per Route KM | 2398.3341 | 27.98% | 3069.4889 | 3069.4889 | Escalation of 27.98% on rate mentioned in 2014-15 cost data book |  | 0 | 0 | 4.2 | 12891.8532 | 12891.8532
15 | Laying out and sagging of Weasel (34 sq.mm.) conductor including termination at cut point and Mid span jointing wherever necessary | [7 empty] | 0 | 0 |  | 0 | 0
| a) Four Cut Point | Per Route KM | 3191.6073 | 27.98% | 4084.7534 | 4084.7534 | Escalation of 27.98% on rate mentioned in 2014-15 cost data book |  | 0 | 0 |  | 0 | 0
| b) Three Cut Point | Per Route KM | 2872.4635 | 27.98% | 3676.2997 | 3676.2997 | Escalation of 27.98% on rate mentioned in 2014-15 cost data book |  | 0 | 0 |  | 0 | 0
| c) Two Cut Point | Per Route KM | 1963.0112 | 27.98% | 2512.3443 | 2512.3443 | Escalation of 27.98% on rate mentioned in 2014-15 cost data book |  | 0 | 0 |  | 0 | 0
| d) One Cut Point | Per Route KM | 1434.5176 | 27.98% | 1835.956 | 1835.956 | Escalation of 27.98% on rate mentioned in 2014-15 cost data book | 4.2 | 7711.015 | 7711.015 |  | 0 | 0
16 | Laying out and sagging of Earth wire (8 SWG) including termination and Mid span jointing. | Per Route KM | 909.4197 | 27.98% | 1163.9136 | 1163.9136 | Escalation of 27.98% on rate mentioned in 2014-15 cost data book | 1.4 | 1629.4791 | 1629.4791 | 1.4 | 1629.4791 | 1629.4791
17 | Binding of LT Pin/ Shackle | Each | 17.1746 | 27.98% | 21.9807 | 21.9807 | Escalation of 27.98% on rate mentioned in 2014-15 cost data book | 80 | 1758.4592 | 1758.4592 | 80 | 1758.4592 | 1758.4592
18 | Jumpering of LT Conductor/Earth Wire at Cut points | Each | 34.3165 | 27.98% | 43.9197 | 43.9197 | Escalation of 27.98% on rate mentioned in 2014-15 cost data book | 80 | 3513.5754 | 3513.5754 | 80 | 3513.5754 | 3513.5754
19 | Guarding of power line as per approved practices | Per Running Meter | 34.323 | 27.98% | 43.928 | 43.928 | Escalation of 27.98% on rate mentioned in 2014-15 cost data book | 400 | 17571.2198 | 17571.2198 | 400 | 17571.2198 | 17571.2198
20 | Fixing and fitting of danger board on pole near Road corner wherever necessary as per direction of E/I | Per Board | 26.8067 | 27.98% | 34.3083 | 34.3083 | Escalation of 27.98% on rate mentioned in 2014-15 cost data book | 20 | 686.1668 | 686.1668 | 20 | 686.1668 | 686.1668
21 | Fixing of Spacer where required | Each | 30.8718 | 27.98% | 39.511 | 39.511 | Escalation of 27.98% on rate mentioned in 2014-15 cost data book | 190 | 7507.0914 | 7507.0914 | 190 | 7507.0914 | 7507.0914
22 | Tree branches trimming (for number of trees upto 10 nos. in one km) | LS / per km | 268.116 | 27.98% | 343.1461 | 343.1461 | Escalation of 27.98% on rate mentioned in 2014-15 cost data book | 4.2 | 1441.2136 | 1441.2136 | 4.2 | 1441.2136 | 1441.2136
23 | Tree branches trimming (for number of trees more than 10 nos. in one km) | LS / per km | N/A |  | 661.1497 | 661.1497 | Gang of 10 manpower 5 kms per day |  | 0 | 0 |  | 0 | 0
24 | Testing and Commissioning | LS / per km | 804.3479 | 27.98% | 1029.4383 | 1029.4383 | Escalation of 27.98% on rate mentioned in 2014-15 cost data book | 4.2 | 4323.6408 | 4323.6408 | 4.2 | 4323.6408 | 4323.6408
25 | Manual Transportation / Km unskilled 20 Nos. @ (Electrician Grade-I) 2 Nos. | Per KM | 4810.3822 |  | 6961.0788 | 6961.0788 | Gang of 22 manpower per day | 4.2 | 29236.531 | 29236.531 | 4.2 | 29236.531 | 29236.531
TOTAL | [8 empty] | 128615.2156 | 132443.3166 |  | 133796.0538 | 137624.1548

## AB Cable labour
1.5
AB Cable overhead line Labour Cost Analysis
Sl. No. | Description of item of Work | Unit | Existing Rate as per Cost Data Book 2014-15 (in INR) | Percentage increase in avaerage labour rates Rates as per Government of Jharkhand Notification No.2/MW-20-02/2015 L & E -1467 Ranchi, dated 14/08/15 | New Labor rate as per Latest Govt. of Jharkhand Notification (in INR) |  | Remarks/ Comments | 1 KM 11KV Overhead Line on 9 mtr PSC Pole 11 KV XLPE HT AB Cable 3Cx95mm2+80mm2 bare messenger |  |  | 1 KM 11KV Overhead Line on 9 mtr PSC Pole11 KV XLPE HT AB Cable 3Cx50mm2+70mm2 bare messenger |  |  | 1 KM LT Overhead Line on 8 mtr PSC Pole XLPE AB Cable 3Cx95+70mm2 |  |  | 1 KM LT Overhead Line on 8 mtr PSC Pole XLPE AB Cable 3x50+1x25+1x35 (5 Wire)
[5 empty] | Normal Soil | Rocky Soil |  | Qty. | Total (in INR) Normal Soil | Total (in INR) Rocky Soil | Qty. | Total (in INR) Normal Soil | Total (in INR) Rocky Soil | Qty. | Total (in INR) Normal Soil | Total (in INR) Rocky Soil | Qty. | Total (in INR) Normal Soil | Total (in INR) Rocky Soil
A | B | C | D | E | F = E*(1+E) | G = F*1.5 | H | I | J | K | L | M | N | O | P | Q | R | S | T
1 | Survey and investigation including pegging | Per route Km. | 1029.5601 | 27.98% | 1317.6743 | 1317.6743 | Escalation of 27.98% on rate mentioned in 2014-15 cost data book | 1 | 1317.6743 | 1317.6743 | 1 | 1317.6743 | 1317.6743 | 1 | 1317.6743 | 1317.6743 | 1 | 1317.6743 | 1317.6743
2 | Pole pit excavation (for 400 KG W.L 9 mtr. PSC pole) | Per Pit | 178.4608 | 27.98% | 228.4017 | 342.6025 | Escalation of 27.98% on rate mentioned in 2014-15 cost data book | 20 | 4568.0332 | 6852.0498 | 20 | 4568.0332 | 6852.0498 |  | 0 | 0 |  | 0 | 0
3 | Erection of Pole | [7 empty] | 0 | 0 |  | 0 | 0 |  | 0 | 0 |  | 0 | 0
| (a) Single PSC Pole 400 KG W.L (9 mtr.) | Pole | 288.2781 | 27.98% | 368.9505 | 368.9505 | Escalation of 27.98% on rate mentioned in 2014-15 cost data book | 20 | 7379.0097 | 7379.0097 | 20 | 7379.0097 | 7379.0097 |  | 0 | 0 |  | 0 | 0
| (b) Double PSC Pole 400 KG W.L (9 mtr.) | Per DP | 573.1116 | 27.98% | 733.4923 | 733.4923 | Escalation of 27.98% on rate mentioned in 2014-15 cost data book |  | 0 | 0 |  | 0 | 0 |  | 0 | 0 |  | 0 | 0
| (c) Tri PSC Pole 400 KG W.L (9 mtr.) | Per TP | N/A |  | 1106.8515 | 1106.8515 | 3 times of erection rate of Single PSC Pole |  | 0 | 0 |  | 0 | 0 |  | 0 | 0 |  | 0 | 0
| (d) Four PSC Pole 400 KG W.L (9 mtr.) | Per FP | N/A |  | 1475.8019 | 1475.8019 | 4 times of erection rate of Single PSC Pole |  | 0 | 0 |  | 0 | 0 |  | 0 | 0 |  | 0 | 0
4 | a) Filling of half depth of Pole pit with Jhama chips/stone chips and proper ramming after filling with earth in case of PSC Pole (stone/Jhama chips to be supplied by the contractor) | Per Pole Pit | 257.39 | 27.98% | 329.4186 | 329.4186 | Escalation of 27.98% on rate mentioned in 2014-15 cost data book |  | 0 | 0 |  | 0 | 0 |  | 0 | 0 |  | 0 | 0
| + | [7 empty] | 0 | 0 |  | 0 | 0 |  | 0 | 0 |  | 0 | 0
| b) Filling of Pole pit with earth in layers pouring water in each layer and ramming the earth properly as per standard practice of the Nigam. | Per Pole Pit | 67.0331 | 27.98% | 85.7917 | 85.7917 | Escalation of 27.98% on rate mentioned in 2014-15 cost data book |  | 0 | 0 |  | 0 | 0 |  | 0 | 0 |  | 0 | 0
| (a+b) OR c | [7 empty] | 0 | 0 |  | 0 | 0 |  | 0 | 0 |  | 0 | 0
| c) Concreting and top muffing of support with 1:4:8 mixture (including cost of approved quality of stone chips 20mm to 6mm size graded, clean coarse sand of F.M 2.5 to 3 grade and cement concrete along with cost of screening, shuttering, mixing, placing the mixuture in position, vibrating, striking, curing, taxes and royalty all complete) | Per 20 cft | 962.527 |  | 2506.7008 | 2506.7008 | Ref: Building Construction Department (Govt. of Jharkhand) w.e.f. 1st April 2015 Calculation: (INR 4428.8 per mtr3) x 0.0283 (conversion factor for mtr3 to cft) x [cft] | 20 | 50134.016 | 50134.016 | 20 | 50134.016 | 50134.016 |  | 0 | 0 |  | 0 | 0
5 | Pole pit excavation (for 200 KG W.L 8 mtr. PSC pole) | Per Pit | 178.4608 | 27.98% | 228.4017 | 342.6025 | Escalation of 27.98% on rate mentioned in 2014-15 cost data book |  | 0 | 0 |  | 0 | 0 | 25 | 5710.0415 | 8565.0623 | 25 | 5710.0415 | 8565.0623
6 | Erection of Single PSC pole 200 KG W.L (8 mtr.) | Per Pole | 256.2472 | 27.98% | 327.956 | 327.956 | Escalation of 27.98% on rate mentioned in 2014-15 cost data book |  | 0 | 0 |  | 0 | 0 | 25 | 8198.8997 | 8198.8997 | 25 | 8198.8997 | 8198.8997
7 | a) Filling of half depth of Pole pit with Jhama chips/stone chips and proper ramming after filling with earth in case of PSC Pole/Stone /Jhama chips to be supplied by the contractor | Per Pole Pit | 257.3884 | 27.98% | 329.4165 | 329.4165 | Escalation of 27.98% on rate mentioned in 2014-15 cost data book |  | 0 | 0 |  | 0 | 0 |  | 0 | 0 |  | 0 | 0
| + | [7 empty] | 0 | 0 |  | 0 | 0 |  | 0 | 0 |  | 0 | 0
| b) Filling of Pole pit with earth in layers pouring water in each layer and ramming the earth properly as per standard practice of the Nigam. | Per Pole Pit | 67.0331 | 27.98% | 85.7917 | 85.7917 | Escalation of 27.98% on rate mentioned in 2014-15 cost data book |  | 0 | 0 |  | 0 | 0 |  | 0 | 0 |  | 0 | 0
| (a+b) OR c | [7 empty] | 0 | 0 |  | 0 | 0 |  | 0 | 0 |  | 0 | 0
| c) Concreting and top muffing of support with 1:4:8 mixture (including cost of approved quality of stone chips 20mm to 6mm size graded, clean coarse sand of F.M 2.5 to 3 grade and cement concrete along with cost of screening, shuttering, mixing, placing the mixuture in position, vibrating, striking, curing, taxes and royalty all complete) | Per 20 cft | 962.527 |  | 2506.7008 | 2506.7008 | Ref: Building Construction Department (Govt. of Jharkhand) w.e.f. 1st April 2015 Calculation: (INR 4428.8 per mtr3) x 0.0283 (conversion factor for mtr3 to cft) x [cft] |  | 0 | 0 |  | 0 | 0 | 25 | 62667.52 | 62667.52 | 25 | 62667.52 | 62667.52
10 | Stay Pit Excavation | Per Pit | 120.6465 | 27.98% | 154.4084 | 231.6126 | Escalation of 27.98% on rate mentioned in 2014-15 cost data book | 20 | 3088.1686 | 4632.2529 | 20 | 3088.1686 | 4632.2529 | 25 | 3860.2108 | 5790.3162 | 25 | 3860.2108 | 5790.3162
11 | Erection of Stay with stone / RCC Stay plate Binding of Stay wire fitting of Stay clamps and "GUY" Insulator as required. | Per Stay | 154.434 | 27.98% | 197.6512 | 197.6512 | Escalation of 27.98% on rate mentioned in 2014-15 cost data book | 20 | 3953.023 | 3953.023 | 20 | 3953.023 | 3953.023 | 25 | 4941.2788 | 4941.2788 | 25 | 4941.2788 | 4941.2788
12 | Concreting of stay with 1:4:8 mixture (including cost of approved quality of stone chips 20mm to 6mm size graded, clean coarse sand of F.M 2.5 to 3 grade and cement concrete along with cost of screening, shuttering, mixing, placing the mixuture in position, vibrating, striking, curing, taxes and royalty all complete) | Per 5 cft | 356.9111 |  | 626.6752 | 626.6752 | Ref: Building Construction Department (Govt. of Jharkhand) w.e.f. 1st April 2015 Calculation: (INR 4428.8 per mtr3) x 0.0283 (conversion factor for mtr3 to cft) x [cft] | 20 | 12533.504 | 12533.504 | 20 | 12533.504 | 12533.504 | 25 | 15666.88 | 15666.88 | 25 | 15666.88 | 15666.88
15 | Fitting of Pre insulated mid span joint suitable for AB cable upto 50 sq. mm. | Each | N/A |  | 64.0762 | 64.0762 | 2 semi skilled manpower 10 joints per day |  | 0 | 0 | 3 | 192.2285 | 192.2285 |  | 0 | 0 | 3 | 192.2285 | 192.2285
16 | Fitting of Pre insulated mid span joint suitable for AB cable above 50 sq. mm. | Each | N/A |  | 80.0952 | 80.0952 | 2 semi skilled manpower 8 joints per day | 3 | 240.2856 | 240.2856 |  | 0 | 0 | 3 | 240.2856 | 240.2856 |  | 0 | 0
17 | Laying and stringing of AB cable complete with all accessories (dead end clamp with eyehook, suspension clamp with eyehook, Stain fiitting, Guy strip dead end, LT connectors, piercing connectors, satellite connectors, distribution/ service connection box, etc) as per requirement of the site: | [7 empty] | 0 | 0 |  | 0 | 0 |  | 0 | 0 |  | 0 | 0
| 11 KV XLPE HT AB Cable 3Cx185mm2+240mm2 bare messenger (2700 kg/km) | Per KM | 28575.3543 | 27.98% | 36571.9408 | 36571.9408 | Escalation of 27.98% on rate mentioned in 2014-15 cost data book |  | 0 | 0 |  | 0 | 0 |  | 0 | 0 |  | 0 | 0
| 11 KV XLPE HT AB Cable 3Cx95mm2+80mm2 bare messenger (2250 kg/km) | Per KM | 23812.7953 | 27.98% | 30476.6174 | 30476.6174 | Escalation of 27.98% on rate mentioned in 2014-15 cost data book | 1 | 30476.6174 | 30476.6174 |  | 0 | 0 |  | 0 | 0 |  | 0 | 0
| 11 KV XLPE HT AB Cable 3Cx70mm2+70mm2 bare messenger (1900 kg/km) | Per KM | 20108.5827 | 27.98% | 25735.8102 | 25735.8102 | Escalation of 27.98% on rate mentioned in 2014-15 cost data book |  | 0 | 0 |  | 0 | 0 |  | 0 | 0 |  | 0 | 0
| 11 KV XLPE HT AB Cable 3Cx50mm2+70mm2 bare messenger (1630 kg/km) | Per KM | 17251.0472 | 27.98% | 22078.6161 | 22078.6161 | Escalation of 27.98% on rate mentioned in 2014-15 cost data book |  | 0 | 0 | 1 | 22078.6161 | 22078.6161 |  | 0 | 0 |  | 0 | 0
| 11 KV XLPE HT AB Cable 3Cx35mm2+70mm2 bare messenger (1450 kg/km) | Per KM | 15346.0236 | 27.98% | 19640.4867 | 19640.4867 | Escalation of 27.98% on rate mentioned in 2014-15 cost data book |  | 0 | 0 |  | 0 | 0 |  | 0 | 0 |  | 0 | 0
| LT XLPE AB Cable 3Cx120+70mm2 (1430 kg/km) | Per KM | 15134.3543 | 27.98% | 19369.5835 | 19369.5835 | Escalation of 27.98% on rate mentioned in 2014-15 cost data book |  | 0 | 0 |  | 0 | 0 |  | 0 | 0 |  | 0 | 0
| LT XLPE AB Cable 3Cx95+70mm2 (1180 kg/km) | Per KM | 12488.4882 | 27.98% | 15983.2927 | 15983.2927 | Escalation of 27.98% on rate mentioned in 2014-15 cost data book |  | 0 | 0 |  | 0 | 0 | 1 | 15983.2927 | 15983.2927 |  | 0 | 0
| LT XLPE AB Cable 3Cx50+35mm2 (1270 kg/km) | Per KM | 13441 | 27.98% | 17202.3574 | 17202.3574 | Escalation of 27.98% on rate mentioned in 2014-15 cost data book |  | 0 | 0 |  | 0 | 0 |  | 0 | 0 | 1 | 17202.3574 | 17202.3574
| LT XLPE AB Cable 3Cx35+25mm2 (802 kg/km) | Per KM | 8487.9386 | 27.98% | 10863.2209 | 10863.2209 | Escalation of 27.98% on rate mentioned in 2014-15 cost data book |  | 0 | 0 |  | 0 | 0 |  | 0 | 0 |  | 0 | 0
| LT XLPE AB Cable 3Cx16+25mm2 (610 kg/km) | Per KM | 6455.9134 | 27.98% | 8262.5496 | 8262.5496 | Escalation of 27.98% on rate mentioned in 2014-15 cost data book |  | 0 | 0 |  | 0 | 0 |  | 0 | 0 |  | 0 | 0
TOTAL | [8 empty] | 113690.3319 | 117518.4328 |  | 105244.2735 | 109072.3744 |  | 118586.0833 | 123371.2095 |  | 119757.0909 | 124542.2171

## UG line labour
Under Ground Cable Labour Cost Analysis
S. No. | Description of item of Work | Unit | Existing Rate as per Cost Data Book 2014-15 (in INR) | Percentage increase in avaerage labour rates Rates as per Government of Jharkhand Notification No.2/MW-20-02/2015 L & E -1467 Ranchi, dated 14/08/15 | Rate in INR |  | Remarks/ Comments | Laying of HDPE Pipe using HDD method in Normal Soil (including pipe rates) |  |  |  | 1 KM 33kV HT Tenchless cable laying 3 core, Armoured 300 sq mm with Hume pipe |  |  | 1 KM 33kV HT Tenchless cable laying 3 core, Armoured 185 sq mm With Hume pipe |  |  | 1 KM 11kV HT Tenchless cable laying 3 core, Armoured 300 sq mm With Hume pipe |  |  | 1 KM 11kV HT Tenchless cable laying 3 core, Armoured 185 sq mm With Hume pipe |  |  | 1 KM 33kV HT Double Circuit cable laying using Trench 3 core, Armoured 300 sq mm |  |  | 1 KM 33kV HT Double Circuit cable laying using Trench 3 core, Armoured 185 sq mm |  |  | 1 KM 11kV HT Double Circuit cable laying using Trench 3 core, Armoured 300 sq mm |  |  | 1 KM 11kV HT Double Circuit cable laying using Trench 3 core, Armoured 185 sq mm |  |  | 1 KM 33kV HT Tenchless Double ciruit cable laying 3 core, Armoured 400 sq mm with Hume pipe |  |  | 1 KM 33kV HT Tenchless Double ciruit cable laying 3 core, Armoured 300 sq mm with Hume pipe |  |  | 1 KM 33kV HT Tenchless Double ciruit cable laying 3 core, Armoured 185 sq mm With Hume pipe |  |  | 1 KM 11kV HT Tenchless Double ciruit cable laying 3 core, Armoured 400 sq mm With Hume pipe |  |  | 1 KM 11kV HT Tenchless Double ciruit cable laying 3 core, Armoured 300 sq mm With Hume pipe |  |  | 1 KM 11kV HT Tenchless Double ciruit cable laying 3 core, Armoured 185 sq mm With Hume pipe |  |  | 1 KM 33kV HT Tenchless cable laying 3 core, Armoured 400 sq mm with Hume pipe |  |  | 1 KM 11kV HT Tenchless cable laying 3 core, Armoured 400 sq mm With Hume pipe
[5 empty] | Normal Soil | Rocky Soil |  | West Bengal (M/s Skipper India Ltd) | Delhi (BSES Rajdhani Power Ltd) | Haryana (DHBVNL) | Rajasthan | Qty. | Total (in INR) Normal Soil | Total (in INR) Rocky Soil | Qty. | Total (in INR) Normal Soil | Total (in INR) Rocky Soil | Qty. | Total (in INR) Normal Soil | Total (in INR) Rocky Soil | Qty. | Total (in INR) Normal Soil | Total (in INR) Rocky Soil | Qty. | Total (in INR) Normal Soil | Total (in INR) Rocky Soil | Qty. | Total (in INR) Normal Soil | Total (in INR) Rocky Soil | Qty. | Total (in INR) Normal Soil | Total (in INR) Rocky Soil | Qty. | Total (in INR) Normal Soil | Total (in INR) Rocky Soil | Qty. | Total (in INR) Normal Soil | Total (in INR) Rocky Soil | Qty. | Total (in INR) Normal Soil | Total (in INR) Rocky Soil | Qty. | Total (in INR) Normal Soil | Total (in INR) Rocky Soil | Qty. | Total (in INR) Normal Soil | Total (in INR) Rocky Soil | Qty. | Total (in INR) Normal Soil | Total (in INR) Rocky Soil | Qty. | Total (in INR) Normal Soil | Total (in INR) Rocky Soil | Qty. | Total (in INR) Normal Soil | Total (in INR) Rocky Soil | Qty. | Total (in INR) Normal Soil | Total (in INR) Rocky Soil
A | B | C | D | E | F = E*(1+E) | G = F*1.5 | H | I | J | K | L | M | N | O | P | Q | R | O | S | T | U | V | W | M | N | O | P | Q | R | O | S | T | U | V | W | X | Y | Z | AA | AB | AC | AD | AE | AF | AG | AH | AI | AJ | AK | AL | AM | AN | AO | M | N | O | O | S | T
1 | Construction of driving and reception pits and laying of HDPE Pipes by HDD method as per required depth including inserting of cable through HDPE pipes but including pipe rates:
| a) 110/140 mm/4" HDPE | Per Meter | N/A |  | 1048 | 1427.5 | Rates ref: West Bengal + Cost of HDPE Pipe (110/140mm @ INR 289, 160mm @ INR 366, 200mm @ INR 570) | 759 | 690 | 650 | 738 |  | 0 | 0 | 1000 | 1048000 | 1427500 |  | 0 | 0 | 1000 | 1048000 | 1427500 |  | 0 | 0 |  | 0 | 0 |  | 0 | 0 |  | 0 | 0 |  | 0 | 0 |  | 0 | 0 | 2000 | 2096000 | 2855000 |  | 0 | 0 |  | 0 | 0 | 2000 | 2096000 | 2855000 |  | 0 | 0 |  | 0 | 0
| a) 160 mm/6" HDPE | Per Meter | N/A |  | 1295 | 1759.5 |  | 929 | 786.6 | 650 | 738 | 1000 | 1295000 | 1759500 |  | 0 | 0 | 1000 | 1295000 | 1759500 |  | 0 | 0 |  | 0 | 0 |  | 0 | 0 |  | 0 | 0 |  | 0 | 0 | 2000 | 2590000 | 3519000 | 2000 | 2590000 | 3519000 |  | 0 | 0 | 2000 | 2590000 | 3519000 | 2000 | 2590000 | 3519000 |  | 0 | 0 | 1000 | 1295000 | 1759500 | 1000 | 1295000 | 1759500
| a) 200 mm/8" HDPE | Per Meter | N/A |  | 1719 | 2293.5 |  | 1149 | 885.5 | 650 | 738 |  | 0 | 0 |  | 0 | 0 |  | 0 | 0 |  | 0 | 0 |  | 0 | 0 |  | 0 | 0 |  | 0 | 0 |  | 0 | 0 |  | 0 | 0 |  | 0 | 0 |  | 0 | 0 |  | 0 | 0 |  | 0 | 0 |  | 0 | 0 |  | 0 | 0 |  | 0 | 0
2 | Excavation for 33KV/11KV cable 1200 mm deep x 500x1000 mm long | RMT | N/A |  | 57.6 | 86.4 | Ref: Building Construction Department (Govt. of Jharkhand) w.e.f. 1st April 2015 | [5 empty] | 0 | 0 |  | 0 | 0 |  | 0 | 0 |  | 0 | 0 | 1000 | 57600 | 86400 | 1000 | 57600 | 86400 | 1000 | 57600 | 86400 | 1000 | 57600 | 86400 |  | 0 | 0 |  | 0 | 0 |  | 0 | 0 |  | 0 | 0 |  | 0 | 0 |  | 0 | 0 |  | 0 | 0 |  | 0 | 0
3 | Excavation for LT cable 600 mm deep x 500 x1000 mm long | RMT | N/A |  | 28.8 | 43.2 | [6 empty] | 0 | 0 |  | 0 | 0 |  | 0 | 0 |  | 0 | 0 |  | 0 | 0 |  | 0 | 0 |  | 0 | 0 |  | 0 | 0 |  | 0 | 0 |  | 0 | 0 |  | 0 | 0 |  | 0 | 0 |  | 0 | 0 |  | 0 | 0 |  | 0 | 0 |  | 0 | 0
4 | Sand Filling | mtrs3 | N/A |  | 207.67 | 207.67 | [6 empty] | 0 | 0 |  | 0 | 0 |  | 0 | 0 |  | 0 | 0 | 600 | 124602 | 124602 | 600 | 124602 | 124602 | 600 | 124602 | 124602 | 600 | 124602 | 124602 |  | 0 | 0 |  | 0 | 0 |  | 0 | 0 |  | 0 | 0 |  | 0 | 0 |  | 0 | 0 |  | 0 | 0 |  | 0 | 0
5 | Brick Flat Soling | mtrs2 | N/A |  | 233.02 | 233.02 | [6 empty] | 0 | 0 |  | 0 | 0 |  | 0 | 0 |  | 0 | 0 | 500 | 116510 | 116510 | 500 | 116510 | 116510 | 500 | 116510 | 116510 | 500 | 116510 | 116510 |  | 0 | 0 |  | 0 | 0 |  | 0 | 0 |  | 0 | 0 |  | 0 | 0 |  | 0 | 0 |  | 0 | 0 |  | 0 | 0
6 | 33 KV HT XLPE Cable laying Single Core 630mm2 (Armoured) (4300 kg/km) | per KM | 11553.542 | 27.98% | 14786.7092 | 14786.7092 | Proportionate w.r.t. laying rate of 33KV XLPE 3 core 400 mm2 armoured cable with escalation of 27.98% | [5 empty] | 0 | 0 |  | 0 | 0 |  | 0 | 0 |  | 0 | 0 |  | 0 | 0 |  | 0 | 0 |  | 0 | 0 |  | 0 | 0 |  | 0 | 0 |  | 0 | 0 |  | 0 | 0 |  | 0 | 0 |  | 0 | 0 |  | 0 | 0 |  | 0 | 0 |  | 0 | 0
7 | 33 KV HT XLPE Cable laying 3 core 400 sq mm (Armoured) (13100 kg/km) | per KM | 35198 | 27.98% | 45047.8814 | 45047.8814 | Escalation of 27.98% on rate mentioned in 2014-15 cost data book | [5 empty] | 0 | 0 |  | 0 | 0 |  | 0 | 0 |  | 0 | 0 |  | 0 | 0 |  | 0 | 0 |  | 0 | 0 |  | 0 | 0 | 2 | 90095.7629 | 90095.7629 |  | 0 | 0 |  | 0 | 0 |  | 0 | 0 |  | 0 | 0 |  | 0 | 0 | 1 | 45047.8814 | 45047.8814 |  | 0 | 0
8 | 33 KV HT XLPE Cable laying 3 Core 300mm2 (Armoured) (11350 kg/km) | per KM | 35198 | 27.98% | 45047.8814 | 45047.8814 | Escalation of 27.98% on rate mentioned in 2014-15 cost data book |  |  |  |  | 1 | 45047.8814 | 45047.8814 |  | 0 | 0 |  | 0 | 0 |  | 0 | 0 | 2 | 90095.7629 | 90095.7629 |  | 0 | 0 |  | 0 | 0 |  | 0 | 0 |  | 0 | 0 | 2 | 90095.7629 | 90095.7629 |  | 0 | 0 |  | 0 | 0 |  | 0 | 0 |  | 0 | 0 |  | 0 | 0 |  | 0 | 0
9 | 33 KV HT XLPE Cable laying 3 Core 185mm2 (Armoured) (9250 kg/km) | per KM | 33439 | 27.98% | 42796.6392 | 42796.6392 | Escalation of 27.98% on rate mentioned in 2014-15 cost data book | [5 empty] | 0 | 0 | 1 | 42796.6392 | 42796.6392 |  | 0 | 0 |  | 0 | 0 |  | 0 | 0 | 2 | 85593.2784 | 85593.2784 |  | 0 | 0 |  | 0 | 0 |  | 0 | 0 |  | 0 | 0 | 2 | 85593.2784 | 85593.2784 |  | 0 | 0 |  | 0 | 0 |  | 0 | 0 |  | 0 | 0 |  | 0 | 0
10 | 33 KV HT XLPE Cable laying 3 Core 150mm2 (Armoured) (8400 kg/km) | per KM | 30366.227 | 27.98% | 38863.9751 | 38863.9751 | Proportionate w.r.t. laying rate of 33KV XLPE 3 core 182 mm2 armoured cable with escalation of 27.98% | [5 empty] | 0 | 0 |  | 0 | 0 |  | 0 | 0 |  | 0 | 0 |  | 0 | 0 |  | 0 | 0 |  | 0 | 0 |  | 0 | 0 |  | 0 | 0 |  | 0 | 0 |  | 0 | 0 |  | 0 | 0 |  | 0 | 0 |  | 0 | 0 |  | 0 | 0 |  | 0 | 0
11 | 33 KV HT XLPE Cable laying 3 Core 120mm2 (Armoured) (7750 kg/km) | per KM | 28016.4595 | 27.98% | 35856.6437 | 35856.6437 | Proportionate w.r.t. laying rate of 33KV XLPE 3 core 182 mm2 armoured cable with escalation of 27.98% | [5 empty] | 0 | 0 |  | 0 | 0 |  | 0 | 0 |  | 0 | 0 |  | 0 | 0 |  | 0 | 0 |  | 0 | 0 |  | 0 | 0 |  | 0 | 0 |  | 0 | 0 |  | 0 | 0 |  | 0 | 0 |  | 0 | 0 |  | 0 | 0 |  | 0 | 0 |  | 0 | 0
12 | 33 KV HT XLPE Cable laying 3 Core 95mm2 (Armoured) (7100 kg/km) | per KM | 25666.6919 | 27.98% | 32849.3123 | 32849.3123 | Proportionate w.r.t. laying rate of 33KV XLPE 3 core 182 mm2 armoured cable with escalation of 27.98% | [5 empty] | 0 | 0 |  | 0 | 0 |  | 0 | 0 |  | 0 | 0 |  | 0 | 0 |  | 0 | 0 |  | 0 | 0 |  | 0 | 0 |  | 0 | 0 |  | 0 | 0 |  | 0 | 0 |  | 0 | 0 |  | 0 | 0 |  | 0 | 0 |  | 0 | 0 |  | 0 | 0
13 | 11 KV XLPE Cable laying single core 630mm2 (Armoured) (3200 kg/km) | per KM | 11568.0865 | 27.98% | 14805.3238 | 14805.3238 | Proportionate w.r.t. laying rate of 33KV XLPE 3 core 182 mm2 armoured cable with escalation of 27.98% | [5 empty] | 0 | 0 |  | 0 | 0 |  | 0 | 0 |  | 0 | 0 |  | 0 | 0 |  | 0 | 0 |  | 0 | 0 |  | 0 | 0 |  | 0 | 0 |  | 0 | 0 |  | 0 | 0 |  | 0 | 0 |  | 0 | 0 |  | 0 | 0 |  | 0 | 0 |  | 0 | 0
14 | 11KV HT XLPE cable laying 3 core, Armoured 400 sq mm (9100 kg/km) | per KM | 32896.7459 | 27.98% | 42102.6397 | 42102.6397 | Proportionate w.r.t. laying rate of 33KV XLPE 3 core 182 mm2 armoured cable with escalation of 27.98% | [5 empty] | 0 | 0 |  | 0 | 0 |  | 0 | 0 |  | 0 | 0 |  | 0 | 0 |  | 0 | 0 |  | 0 | 0 |  | 0 | 0 |  | 0 | 0 |  | 0 | 0 |  | 0 | 0 | 2 | 84205.2793 | 84205.2793 |  | 0 | 0 |  | 0 | 0 |  | 0 | 0 | 1 | 42102.6397 | 42102.6397
15 | 11KV HT XLPE cable laying 3 core, Armoured 300sq mm (7600 kg/km) | per KM | 27474.2054 | 27.98% | 35162.6441 | 35162.6441 | Proportionate w.r.t. laying rate of 33KV XLPE 3 core 182 mm2 armoured cable with escalation of 27.98% | [5 empty] | 0 | 0 |  | 0 | 0 | 1 | 35162.6441 | 35162.6441 |  | 0 | 0 |  | 0 | 0 |  | 0 | 0 | 2 | 70325.2882 | 70325.2882 |  | 0 | 0 |  | 0 | 0 |  | 0 | 0 |  | 0 | 0 |  | 0 | 0 | 2 | 70325.2882 | 70325.2882 |  | 0 | 0 |  | 0 | 0 |  | 0 | 0
16 | 11KV HT XLPE cable laying 3 core, Armoured 240sq mm (6600 kg/km) | per KM | 23859.1784 | 27.98% | 30535.9804 | 30535.9804 | Proportionate w.r.t. laying rate of 33KV XLPE 3 core 182 mm2 armoured cable with escalation of 27.98% | [5 empty] | 0 | 0 |  | 0 | 0 |  | 0 | 0 |  | 0 | 0 |  | 0 | 0 |  | 0 | 0 |  | 0 | 0 |  | 0 | 0 |  | 0 | 0 |  | 0 | 0 |  | 0 | 0 |  | 0 | 0 |  | 0 | 0 |  | 0 | 0 |  | 0 | 0 |  | 0 | 0
17 | 11KV HT XLPE cable laying 3 core, Armoured 185 sq mm (5650 kg/km) | per KM | 20424.9027 | 27.98% | 26140.6499 | 26140.6499 | Proportionate w.r.t. laying rate of 33KV XLPE 3 core 182 mm2 armoured cable with escalation of 27.98% | [5 empty] | 0 | 0 |  | 0 | 0 |  | 0 | 0 | 1 | 26140.6499 | 26140.6499 |  | 0 | 0 |  | 0 | 0 |  | 0 | 0 | 2 | 52281.2998 | 52281.2998 |  | 0 | 0 |  | 0 | 0 |  | 0 | 0 |  | 0 | 0 |  | 0 | 0 | 2 | 52281.2998 | 52281.2998 |  | 0 | 0 |  | 0 | 0
18 | 11KV HT XLPE cable laying 3 core, Armoured 150 sq mm (4900 kg/km) | per KM | 17713.6324 | 27.98% | 22670.6521 | 22670.6521 | Proportionate w.r.t. laying rate of 33KV XLPE 3 core 182 mm2 armoured cable with escalation of 27.98% | [5 empty] | 0 | 0 |  | 0 | 0 |  | 0 | 0 |  | 0 | 0 |  | 0 | 0 |  | 0 | 0 |  | 0 | 0 |  | 0 | 0 |  | 0 | 0 |  | 0 | 0 |  | 0 | 0 |  | 0 | 0 |  | 0 | 0 |  | 0 | 0 |  | 0 | 0 |  | 0 | 0
19 | 11KV HT XLPE cable laying 3 core, Armoured 120 sq mm (4400 kg/km) | per KM | 15906.1189 | 27.98% | 20357.3203 | 20357.3203 | Proportionate w.r.t. laying rate of 33KV XLPE 3 core 182 mm2 armoured cable with escalation of 27.98% | [5 empty] | 0 | 0 |  | 0 | 0 |  | 0 | 0 |  | 0 | 0 |  | 0 | 0 |  | 0 | 0 |  | 0 | 0 |  | 0 | 0 |  | 0 | 0 |  | 0 | 0 |  | 0 | 0 |  | 0 | 0 |  | 0 | 0 |  | 0 | 0 |  | 0 | 0 |  | 0 | 0
20 | 11KV HT XLPE cable laying 3 core, Armoured 95 sq mm (3850 kg/km) | per KM | 13917.8541 | 27.98% | 17812.6552 | 17812.6552 | Proportionate w.r.t. laying rate of 33KV XLPE 3 core 182 mm2 armoured cable with escalation of 27.98% | [5 empty] | 0 | 0 |  | 0 | 0 |  | 0 | 0 |  | 0 | 0 |  | 0 | 0 |  | 0 | 0 |  | 0 | 0 |  | 0 | 0 |  | 0 | 0 |  | 0 | 0 |  | 0 | 0 |  | 0 | 0 |  | 0 | 0 |  | 0 | 0 |  | 0 | 0 |  | 0 | 0
21 | 11KV HT XLPE cable laying 3 core, Armoured 70 sq mm and below (3300 kg/km) | per KM | 11929.5892 | 27.98% | 15267.9902 | 15267.9902 | Proportionate w.r.t. laying rate of 33KV XLPE 3 core 182 mm2 armoured cable with escalation of 27.98% | [5 empty] | 0 | 0 |  | 0 | 0 |  | 0 | 0 |  | 0 | 0 |  | 0 | 0 |  | 0 | 0 |  | 0 | 0 |  | 0 | 0 |  | 0 | 0 |  | 0 | 0 |  | 0 | 0 |  | 0 | 0 |  | 0 | 0 |  | 0 | 0 |  | 0 | 0 |  | 0 | 0
22 | LT XLPE cable laying 3.5 core, Armoured 400sq mm (6480 kg/km) | per KM | 23425.3751 | 27.98% | 29980.7808 | 29980.7808 | Proportionate w.r.t. laying rate of 33KV XLPE 3 core 182 mm2 armoured cable with escalation of 27.98% | [5 empty] | 0 | 0 |  | 0 | 0 |  | 0 | 0 |  | 0 | 0 |  | 0 | 0 |  | 0 | 0 |  | 0 | 0 |  | 0 | 0 |  | 0 | 0 |  | 0 | 0 |  | 0 | 0 |  | 0 | 0 |  | 0 | 0 |  | 0 | 0 |  | 0 | 0 |  | 0 | 0
23 | LT XLPE cable laying 3.5 core, Armoured 300sq mm (5170 kg/km) | per KM | 18689.6897 | 27.98% | 23919.8513 | 23919.8513 | Proportionate w.r.t. laying rate of 33KV XLPE 3 core 182 mm2 armoured cable with escalation of 27.98% | [5 empty] | 0 | 0 |  | 0 | 0 |  | 0 | 0 |  | 0 | 0 |  | 0 | 0 |  | 0 | 0 |  | 0 | 0 |  | 0 | 0 |  | 0 | 0 |  | 0 | 0 |  | 0 | 0 |  | 0 | 0 |  | 0 | 0 |  | 0 | 0 |  | 0 | 0 |  | 0 | 0
24 | LT XLPE cable laying 3.5 core, Armoured 240 sq mm (4290 kg/km) | per KM | 15508.4659 | 27.98% | 19848.3873 | 19848.3873 | Proportionate w.r.t. laying rate of 33KV XLPE 3 core 182 mm2 armoured cable with escalation of 27.98% | [5 empty] | 0 | 0 |  | 0 | 0 |  | 0 | 0 |  | 0 | 0 |  | 0 | 0 |  | 0 | 0 |  | 0 | 0 |  | 0 | 0 |  | 0 | 0 |  | 0 | 0 |  | 0 | 0 |  | 0 | 0 |  | 0 | 0 |  | 0 | 0 |  | 0 | 0 |  | 0 | 0
25 | LT XLPE cable laying 3.5 core, Armoured 185 sq mm (3480 kg/km) | per KM | 12580.2941 | 27.98% | 16100.7897 | 16100.7897 | Proportionate w.r.t. laying rate of 33KV XLPE 3 core 182 mm2 armoured cable with escalation of 27.98% | [5 empty] | 0 | 0 |  | 0 | 0 |  | 0 | 0 |  | 0 | 0 |  | 0 | 0 |  | 0 | 0 |  | 0 | 0 |  | 0 | 0 |  | 0 | 0 |  | 0 | 0 |  | 0 | 0 |  | 0 | 0 |  | 0 | 0 |  | 0 | 0 |  | 0 | 0 |  | 0 | 0
26 | LT XLPE cable laying 3.5 core, Armoured 150 sq mm (2840 kg/km) | per KM | 10266.6768 | 27.98% | 13139.7249 | 13139.7249 | Proportionate w.r.t. laying rate of 33KV XLPE 3 core 182 mm2 armoured cable with escalation of 27.98% | [5 empty] | 0 | 0 |  | 0 | 0 |  | 0 | 0 |  | 0 | 0 |  | 0 | 0 |  | 0 | 0 |  | 0 | 0 |  | 0 | 0 |  | 0 | 0 |  | 0 | 0 |  | 0 | 0 |  | 0 | 0 |  | 0 | 0 |  | 0 | 0 |  | 0 | 0 |  | 0 | 0
27 | LT XLPE cable laying 3.5 core, Armoured 120 sq mm (2460 kg/km) | per KM | 8892.9665 | 27.98% | 11381.5927 | 11381.5927 | Proportionate w.r.t. laying rate of 33KV XLPE 3 core 182 mm2 armoured cable with escalation of 27.98% | [5 empty] | 0 | 0 |  | 0 | 0 |  | 0 | 0 |  | 0 | 0 |  | 0 | 0 |  | 0 | 0 |  | 0 | 0 |  | 0 | 0 |  | 0 | 0 |  | 0 | 0 |  | 0 | 0 |  | 0 | 0 |  | 0 | 0 |  | 0 | 0 |  | 0 | 0 |  | 0 | 0
28 | LT XLPE cable laying 3.5 core, Armoured 95 sq mm (2000 kg/km) | per KM | 7230.0541 | 27.98% | 9253.3274 | 9253.3274 | Proportionate w.r.t. laying rate of 33KV XLPE 3 core 182 mm2 armoured cable with escalation of 27.98% | [5 empty] | 0 | 0 |  | 0 | 0 |  | 0 | 0 |  | 0 | 0 |  | 0 | 0 |  | 0 | 0 |  | 0 | 0 |  | 0 | 0 |  | 0 | 0 |  | 0 | 0 |  | 0 | 0 |  | 0 | 0 |  | 0 | 0 |  | 0 | 0 |  | 0 | 0 |  | 0 | 0
29 | LT XLPE cable laying 3.5 core, Armoured 70 sq mm (1610 kg/km) | per KM | 5820.1935 | 27.98% | 7448.9286 | 7448.9286 | Proportionate w.r.t. laying rate of 33KV XLPE 3 core 182 mm2 armoured cable with escalation of 27.98% | [5 empty] | 0 | 0 |  | 0 | 0 |  | 0 | 0 |  | 0 | 0 |  | 0 | 0 |  | 0 | 0 |  | 0 | 0 |  | 0 | 0 |  | 0 | 0 |  | 0 | 0 |  | 0 | 0 |  | 0 | 0 |  | 0 | 0 |  | 0 | 0 |  | 0 | 0 |  | 0 | 0
30 | LT XLPE cable laying 3.5 core, Armoured 50 sq mm (1230 kg/km) | per KM | 4446.4832 | 27.98% | 5690.7963 | 5690.7963 | Proportionate w.r.t. laying rate of 33KV XLPE 3 core 182 mm2 armoured cable with escalation of 27.98% | [5 empty] | 0 | 0 |  | 0 | 0 |  | 0 | 0 |  | 0 | 0 |  | 0 | 0 |  | 0 | 0 |  | 0 | 0 |  | 0 | 0 |  | 0 | 0 |  | 0 | 0 |  | 0 | 0 |  | 0 | 0 |  | 0 | 0 |  | 0 | 0 |  | 0 | 0 |  | 0 | 0
31 | LT XLPE cable laying 3.5 core, Armoured 35 sq mm (1030 kg/km) | per KM | 3723.4778 | 27.98% | 4765.4636 | 4765.4636 | Proportionate w.r.t. laying rate of 33KV XLPE 3 core 182 mm2 armoured cable with escalation of 27.98% | [5 empty] | 0 | 0 |  | 0 | 0 |  | 0 | 0 |  | 0 | 0 |  | 0 | 0 |  | 0 | 0 |  | 0 | 0 |  | 0 | 0 |  | 0 | 0 |  | 0 | 0 |  | 0 | 0 |  | 0 | 0 |  | 0 | 0 |  | 0 | 0 |  | 0 | 0 |  | 0 | 0
32 | LT XLPE cable laying 3.5 core, Armoured 25 sq mm and below (870 kg/km) | per KM | 3145.0735 | 27.98% | 4025.1974 | 4025.1974 | Proportionate w.r.t. laying rate of 33KV XLPE 3 core 182 mm2 armoured cable with escalation of 27.98% | [5 empty] | 0 | 0 |  | 0 | 0 |  | 0 | 0 |  | 0 | 0 |  | 0 | 0 |  | 0 | 0 |  | 0 | 0 |  | 0 | 0 |  | 0 | 0 |  | 0 | 0 |  | 0 | 0 |  | 0 | 0 |  | 0 | 0 |  | 0 | 0 |  | 0 | 0 |  | 0 | 0
33 | Cable Jointing, Straight Through Joint for 400 sq mm HT 3 core armoured cable | Per joint | 1500 | 27.98% | 1919.7631 | 1919.7631 | Escalation of 27.98% on rate mentioned in 2014-15 cost data book | [5 empty] | 0 | 0 |  | 0 | 0 |  | 0 | 0 |  | 0 | 0 |  | 0 | 0 |  | 0 | 0 |  | 0 | 0 |  | 0 | 0 | 4 | 7679.0525 | 7679.0525 |  | 0 | 0 |  | 0 | 0 | 4 | 7679.0525 | 7679.0525 |  | 0 | 0 |  | 0 | 0 |  | 0 | 0 |  | 0 | 0
34 | Cable Jointing Straight Through Joint 300/240/185/150 sq mm HT 3 core cable | Per joint | 1500 | 27.98% | 1919.7631 | 1919.7631 | Escalation of 27.98% on rate mentioned in 2014-15 cost data book |  |  |  |  | 4 | 7679.0525 | 7679.0525 | 4 | 7679.0525 | 7679.0525 | 4 | 7679.0525 | 7679.0525 | 4 | 7679.0525 | 7679.0525 | 8 | 15358.1049 | 15358.1049 | 4 | 7679.0525 | 7679.0525 | 4 | 7679.0525 | 7679.0525 | 4 | 7679.0525 | 7679.0525 |  | 0 | 0 | 4 | 7679.0525 | 7679.0525 | 4 | 7679.0525 | 7679.0525 |  | 0 | 0 | 4 | 7679.0525 | 7679.0525 | 4 | 7679.0525 | 7679.0525 | 4 | 7679.0525 | 7679.0525 | 4 | 7679.0525 | 7679.0525
35 | Cable Jointing Straight Through Joint 120/95/70 sq mm HT 3 core cable | Per joint | 868.4211 | 27.98% | 1111.4418 | 1111.4418 | Proportionate w.r.t. rate of Cable Jointing Straight Through Joint 300/240/185/150 sq mm HT 3 core cable with escalation of 27.98% | [5 empty] | 0 | 0 |  | 0 | 0 |  | 0 | 0 |  | 0 | 0 |  | 0 | 0 |  | 0 | 0 |  | 0 | 0 |  | 0 | 0 |  | 0 | 0 |  | 0 | 0 |  | 0 | 0 |  | 0 | 0 |  | 0 | 0 |  | 0 | 0 |  | 0 | 0 |  | 0 | 0
36 | Cable Jointing, Termination joint, HT for 400/300 /240/150 sq mm 3 core armoured cable both ID & OD | Per joint | 1375 | 27.98% | 1759.7829 | 1759.7829 | Escalation of 27.98% on rate mentioned in 2014-15 cost data book |  |  |  |  | 2 | 3519.5657 | 3519.5657 | 2 | 3519.5657 | 3519.5657 | 2 | 3519.5657 | 3519.5657 | 2 | 3519.5657 | 3519.5657 | 4 | 7039.1314 | 7039.1314 | 2 | 3519.5657 | 3519.5657 | 2 | 3519.5657 | 3519.5657 | 2 | 3519.5657 | 3519.5657 | 2 | 3519.5657 | 3519.5657 | 2 | 3519.5657 | 3519.5657 | 2 | 3519.5657 | 3519.5657 | 2 | 3519.5657 | 3519.5657 | 2 | 3519.5657 | 3519.5657 | 2 | 3519.5657 | 3519.5657 | 2 | 3519.5657 | 3519.5657 | 2 | 3519.5657 | 3519.5657
37 | Cable Jointing, Termination joint, HT for 120/95/70 sq mm 3 core armoured cable both ID & OD | Per joint | 796.0526 | 27.98% | 1018.8217 | 1018.8217 | Proportionate w.r.t. rate of Cable Jointing, Termination joint, HT for 400/300 /240/150 sq mm 3 core armoured cable both ID & OD with escalation of 27.98% | [5 empty] | 0 | 0 |  | 0 | 0 |  | 0 | 0 |  | 0 | 0 |  | 0 | 0 |  | 0 | 0 |  | 0 | 0 |  | 0 | 0 |  | 0 | 0 |  | 0 | 0 |  | 0 | 0 |  | 0 | 0 |  | 0 | 0 |  | 0 | 0 |  | 0 | 0 |  | 0 | 0
38 | Laying of Half Round pipe over cable each 2 meter long | Nos. | N/A |  | 20 | 20 | Ref: Estimate from JBVNL approved contractor (M/s Polycab) | [5 empty] | 0 | 0 |  | 0 | 0 |  | 0 | 0 |  | 0 | 0 | 1000 | 20000 | 20000 | 1000 | 20000 | 20000 | 1000 | 20000 | 20000 | 1000 | 20000 | 20000 |  | 0 | 0 |  | 0 | 0 |  | 0 | 0 |  | 0 | 0 |  | 0 | 0 |  | 0 | 0 |  | 0 | 0 |  | 0 | 0
39 | Refilling of cable trench for 33KV / 11KV | RMT | N/A |  | 50 | 50 | [6 empty] | 0 | 0 |  | 0 | 0 |  | 0 | 0 |  | 0 | 0 | 1000 | 50000 | 50000 | 1000 | 50000 | 50000 | 1000 | 50000 | 50000 | 1000 | 50000 | 50000 |  | 0 | 0 |  | 0 | 0 |  | 0 | 0 |  | 0 | 0 |  | 0 | 0 |  | 0 | 0 |  | 0 | 0 |  | 0 | 0
40 | Refilling of cable trench for LT | RMT | N/A |  | 40 | 40 | [6 empty] | 0 | 0 |  | 0 | 0 |  | 0 | 0 |  | 0 | 0 |  | 0 | 0 |  | 0 | 0 |  | 0 | 0 |  | 0 | 0 |  | 0 | 0 |  | 0 | 0 |  | 0 | 0 |  | 0 | 0 |  | 0 | 0 |  | 0 | 0 |  | 0 | 0 |  | 0 | 0
TOTAL | [12 empty] | 1351246.4996 | 1815746.4996 |  | 1101995.2574 | 1481495.2574 |  | 1341361.2623 | 1805861.2623 |  | 1085339.2681 | 1464839.2681 |  | 481204.9992 | 510004.9992 |  | 465503.8966 | 494303.8966 |  | 450235.9064 | 479035.9064 |  | 432191.918 | 460991.918 |  | 2691294.381 | 3620294.381 |  | 2691294.381 | 3620294.381 |  | 2192791.8966 | 2951791.8966 |  | 2685403.8975 | 3614403.8975 |  | 2671523.9064 | 3600523.9064 |  | 2159479.918 | 2918479.918 |  | 1351246.4996 | 1815746.4996 |  | 1348301.2578 | 1812801.2578
[13 empty] | 46354080.0462 | 47367580.0462 |  | 43855837.8326 | 44668837.8326 |  | 36468842.7295 | 37482342.7295 |  | 36221842.7295 | 37034842.7295 |  | 90486872.0923 | 90515672.0923 |  | 85973189.0471 | 86001989.0471 |  | 70705198.8409 | 70733998.8409 |  | 52661210.4153 | 52690010.4153 |  | 92696961.4742 | 94723961.4742 |  | 92696961.4742 | 94723961.4742 |  | 87700477.0471 | 89326477.0471 |  | 86806477.9375 | 88833477.9375 |  | 72926486.8409 | 74953486.8409 |  | 54388498.4153 | 56014498.4153

## 33KV DP Suspension Labour
1.5
33 KV DP line with Suspension Insulators Labour Cost Analysis
S. No. | Description of item of Work | Unit | Existing Rate as per Cost Data Book 2014-15 (in INR) | Percentage increase in avaerage labour rates Rates as per Government of Jharkhand Notification No.2/MW-20-02/2015 L & E -1467 Ranchi, dated 14/08/15 | New Labor rate as per Latest Govt. of Jharkhand Notification (in INR) |  | Remarks/ Comments | 1 KM 33KV Overhead line with 232 sq mm Panther Conductor on 13 meter 60kg/mtr Rail pole
[5 empty] | Normal Soil | Rocky Soil |  | Qty. | Total (in INR) Normal Soil | Total (in INR) Rocky Soil
A | B | C | D | E | F = E*(1+E) | G = F*1.5 | H | I | J | K
1 | Survey and investigation including pegging | Per route Km. | 1029.5601 | 27.98% | 1317.6743 | 1317.6743 | Escalation of 27.98% on rate mentioned in 2014-15 cost data book | 1 | 1317.6743 | 1317.6743
2 | Pole pit excavation (for 52/60 kg 13 mtrs. Rail Pole) | Per Pit | 259.34 | 27.98% | 331.9142 | 497.8714 | Escalation of 29.67% (for 2014-15 rate) on 2012-13 rate and further escalation of 27.98% on the calculated rate | 26 | 8629.7704 | 12944.6555
3 | Erection of Pole (Rail Pole 60 kg 13 mtrs.) | Per Pole | 857.5596 | 27.98% | 1097.5408 | 1097.5408 | Escalation of 27.98% on rate mentioned in 2014-15 cost data book | 26 | 28536.0616 | 28536.0616
4 | Top channel for Rail Pole 60 kg 13 mtrs. | Set | 190.1481 | 27.98% | 243.3595 | 243.3595 | Rates from 33KV line labour cost analysis sheet | 48 | 11681.2571 | 11681.2571
5 | Laying out and sagging of Conductor Including mid jointing wherever necessray for the three phases of Panther (232 sq.mm.) Conductor with 5% sag | Per route Km. | N/A |  | 23658.4005 | 23658.4005 |  | 3.15 | 74523.9617 | 74523.9617
6 | Insulator with Hardware for 232 sq.mm. ACSR Panther conductor | [7 empty] | 0 | 0
| Single Suspension fittings with 3 Nos. 70KN insulators and Hardware. | Per Set | 29.1712 | 27.98% | 37.3345 | 37.3345 | Re: 33KV line labour analysis sheet with Escalation of 27.98% on rate mentioned in 2014-15 cost data book | 60 | 2240.0714 | 2240.0714
| Single tension fittings with 3 Nos. 70KN insulator and hardware | Per Set | 29.1712 | 27.98% | 37.3345 | 37.3345 | Re: 33KV line labour analysis sheet with Escalation of 27.98% on rate mentioned in 2014-15 cost data book | 18 | 672.0214 | 672.0214
7 | Accessories for 232 sq.mm. ACSR Panther conductor | [7 empty] | 0 | 0
| Fixing of Mid span compression joint | Nos. | N/A |  | 350 | 350 | Ref: Gujarat (PGVCL) | 6 | 2100 | 2100
| Fixing of Repair Sleeves | Nos. | N/A |  | 60 | 60 | Ref: Gujarat (PGVCL) | 6 | 360 | 360
| Fixing of PG clamp | Nos. | N/A |  | 180 | 180 | Ref: Gujarat (PGVCL) | 18 | 3240 | 3240
| Fixing of Anti climbing devices | Nos. | N/A |  | 750 | 750 | Ref: Gujarat (PGVCL) | 1 | 750 | 750
8 | Earthing including fixing of GI Pipe and wire as per direction of Engineer I/C (GI Pipe and wire to be supplied by Nigam) | Set | 412.8917 | 27.98% | 528.4362 | 528.4362 | Re: 33KV line labour analysis sheet with Escalation of 27.98% on rate mentioned in 2014-15 cost data book | 13 | 6869.6708 | 6869.6708
9 | Foundation of 60kg/mtr ,13 mtr long rail pole DP structures including excavation concreting, back filling and copping [2x{(600x600x1200mm concreting and 300x300x450 mm copping)}=.945 cubic meter complete for one DP] | Per DP | N/A |  | 4185.216 | 6277.824 | Ref: Building Construction Department (Govt. of Jharkhand) w.e.f. 1st April 2015 Calculation: (INR 4428.8 per mtr3) x [mtr3] | 13 | 54407.808 | 81611.712
10 | Concreting of stays for above DPs including excavation concreting, back filling etc. [per stay 600x600x1200 mm for one stay] | Per DP | N/A |  | 1913.2416 | 2869.8624 |  | 6 | 11479.4496 | 17219.1744
TOTAL | [8 empty] | 206807.7464 | 244066.2604
Note on E8: Author: calculated with 29.67% escalation on 2012-13 rates

## PSS 2x5 MVA
New 33/11 KV PSS with 2x5 MVA Power T/F with One 33 KV incoming, one 33 KV outgoing and four 11 KV outgoing
S.No. | Item Code | Material | Unit | Qty. | Rate (in INR) | Amount (in INR)
1 | 103.1 | 33 KV Lightening Arrestor S/stn.30KV 10KA ( Class II) Heavy Duty | Nos. | 6 | 12821.3729 | 76928.2375
2 | A.202 | Structure for 33kV Lightening Arrestor [Galvanized] | Set | 2 | 35904.6 | 71809.2
3 | 3.1 | 33 KV isolator 400 Amp. With EB | Set | 2 | 22935.5282 | 45871.0564
4 | A.208 | Gantry Column, Girder structures for 33/11 KV PSS for single Transformer [Galvanized] | Set | 2 | 53431.8 | 106863.6
5 | A.209 | 'A' structures for top mounted AB switch on 11 KV & 33 KV Bus [Galvanized] | Set | 2 | 35904.6 | 71809.2
6 | 191.1 | 33 KV/110V P.T Class 1.0 with 100VA Burden | Set | 2 | 78281.505 | 156563.0099
7 | A.204 | Structure for 33 KV PT [Galvanized] | Set | 4 | 35904.6 | 143618.4
8 | 20.1 | ACSR Panther Conductor (232 sq. mm) | KMs | 1 | 167541.8931 | 167541.8931
9 | 99.1 | 33 KV Pin Insulator with Pin (Polymer) | Nos. | 18 | 450.1726 | 8103.1077
10 | 100.1 | 33 kV Disc Insulator (Polymer Type) 70 KN with H/W fitting | Nos. | 36 | 660.6571 | 23783.6545
11 | 3.1 | 33 KV isolator 400 Amp. Without EB | Set | 2 | 22935.5282 | 45871.0564
12 | A.203 | Structure for 33 & 11 KV Isolator [Galvanized] | Set | 6 | 17265.6 | 103593.6
13 | 85.1 | 33 KV Post Insulator | Set | 3 | 640.1463 | 1920.439
14 | A.206 | Structure for Post Insulator for 33KV [Galvanized] | Set | 3 | 3629.7 | 10889.1
15 | 162.1 | Aluminium pipe 40 mm dia | Mtrs. | 100 | 475.0662 | 47506.6152
16 | 125.1 | Aluminium pipe connector | Nos. | 150 | 167.0562 | 25058.4344
17 | 192.3 | 33 KV VCB with single T/F control pannel and CT 200/200/1A with Structure (all Out Door type) | Set | 4 | 432394.3897 | 1729577.5588
18 | A.437 | 33/11 KV Power Transformer 05 MVA Copper Wound, CRGO Core (on load tap changer) | Nos. | 2 | 3103901.8733 | 6207803.7466
19 | 131.1 | Earthing complete (Conventional) for Power Transformer | Nos. | 2 | 16708.4673 | 33416.9345
20 | 28.1 | 11 KV XLPE Cable 3 Core 240 mm2 (Armoured) | Kms | 0.06 | 947213.2158 | 56832.7929
21 | 193.1 | 11 KV VCB, 12KV, Outdoor type, 630 A, 25 KA for 3 sec. rupturing capacity CT 600-400-200-100/1-1A, 2 Core, Accuracy 1.0 and 5 P10, VA Burden 15 VA & 15 VA PT 11KV / 110V, Accuracy class 1, VA Burden 100VA, Single Core | Nos. | 6 | 266211.7652 | 1597270.591
22 | A.413 | 11 KV 3-core heat shrinkable Indoor Cable Jointing kit 240 mm2 | Set | 1 | 11460 | 11460
23 | A.419 | 11 KV 3-core heat shrinkableOutdoor Cable Jointing kit 240 mm2 | Set | 1 | 20602 | 20602
24 | A.421 | 11 KV 3-core heat shrinkableOutdoor Cable Jointing kit 95-50 mm2 | Set | 3 | 15749 | 47247
25 | A.415 | 11 KV 3-core heat shrinkable Indoor Cable Jointing kit 95-50 mm2 | Set | 3 | 9427 | 28281
26 | A.64 | 11 KV XLPE Cable 3 Core 95mm2 (Armoured) | KMs | 0.075 | 507127.2969 | 38034.5473
27 | 76.1 | 415V AC Power Distribution Board | Set | 1 | 117235.5065 | 117235.5065
28 | 77.1 | 30V DC Distribution Board | Set | 1 | 47959.9799 | 47959.9799
29 | 139.1 | Earthing G.I.Strip for (65x6) | KG | 60 | 76.0304 | 4561.8217
30 | 64.1 | Rubber mat along length of pannel | Nos. | 8 | 2930.8877 | 23447.1013
31 | 117.1 | Battery Charging unit complete with battery 80 AH 30 V | Set | 1 | 60188.9405 | 60188.9405
32 | 168.1 | Rail piece 44.64Kg/m 6.92 meter long for power transformer | Mtr | 2 | 3390.5431 | 6781.0862
33 | 15.1 | 2.5 mm2 copper 2 core control cable (Un-armoured) | Mtrs. | 600 | 41.0439 | 24626.3265
34 | A.223 | 2.5 mm2 copper 6 core control cable (Un-armoured) | Mtrs. | 1300 | 128.4985 | 167048.0705
35 | 16.1 | 2.5 mm2 copper 12 core control cable (Un-armoured) | Mtrs. | 600 | 190.9588 | 114575.2876
36 | 13.1 | 2.5 mm2 copper 4 core control cable (Un-armoured) | Mtrs. | 600 | 65.4249 | 39254.9165
37 | A.139 | Fully automatic Capacitor bank with automatic control panel, isolator, indoor type suitable Vacuum Circuit Breaker, mounting structures etc as required as per technical specifications, approved drawings, scope of the works of following capacities: (Banks in Muiltiple of 600 KVAR as per REC Specification)-3600 KVAR | Set | 2 | 1286393.2394 | 2572786.4788
38 | 17.1 | Aluminium binding wire | KG | 20 | 258.2224 | 5164.4488
39 | 18.1 | GI Wire No. 8 | KG | 24 | 72.8877 | 1749.3056
40 | 122.1 | M S Nuts & Bolts of different size | KG | 75 | 75.2818 | 5646.1328
41 | 124.1 | Aluminium Tape | KG | 20 | 248.7518 | 4975.0354
42 | 137.1 | Al paint | Ltrs. | 80 | 281.3652 | 22509.2172
43 | 138.1 | Red oxide paint | Ltrs. | 150 | 158.1174 | 23717.6148
44 | A.210 | 'A' Structures for 11 KV Take off with top mounted AB Switch and provision of Lightening Arrester [Galvanized] | Set | 3 | 35904.6 | 107713.8
45 | 116.1 | 400 watt/250 V HPSV Lamp fitting complete for 33/11 KV PSS Yard lightining | Set | 12 | 5079.8819 | 60958.5823
46 | A.198 | Earthing (Chemical) with GI earthing pipe 40 mm 3.1 mtrs. Long (Bentonite as intermittent layers) | Set | 12 | 1212 | 14544
A | Sub Total (in INR) |  |  |  |  | 14303700.4283
B | Sundries Charges including nut bolts, paint etc. (in INR) |  |  | @ | 3% | 429111.0129
C | Contigencies Charges (in INR) |  |  | @ | 3% | 429111.0129
D | Store Charges (in INR) |  |  | @ | 3% | 429111.0129
E | Transportation Cost (in INR) |  |  | @ | 4% | 572148.0171
F | T & P Cost (in INR) |  |  | @ | 2% | 286074.0086
G | Over head Cost (in INR) |  |  | @ | 10% | 1430370.0428
H | Labour Cost (as per respective labour cost analysis sheet) (in INR) |  |  | Normal Soil |  | 1947565.9943
|  |  |  | Rocky Soil |  | 2270279.1575
I | TOTAL (I = A+B+C+D+E+F+G+H) (in INR) |  |  | Normal Soil |  | 19827191.5297
|  |  |  | Rocky Soil |  | 20149904.6929

## PSS 1x10 MVA
New 33/11 KV PSS with 1x10 MVA Power T/F with two 33 KV incoming and Six 11 KV outgoing
S.No. | Item Code | Material | Unit | Qty. | Rate (in INR) | Amount (in INR)
1 | 103.1 | 33 KV Lightening Arrestor S/stn.30KV 10KA ( Class II) Heavy Duty | Nos. | 6 | 12821.3729 | 76928.2375
2 | A.202 | Structure for 33kV Lightening Arrestor [Galvanized] | Set | 2 | 35904.6 | 71809.2
3 | 3.1 | 33 KV isolator 400 Amp. With EB | Set | 2 | 22935.5282 | 45871.0564
4 | A.208 | Gantry Column, Girder structures for 33/11 KV PSS for single Transformer [Galvanized] | Set | 2 | 53431.8 | 106863.6
5 | A.209 | 'A' structures for top mounted AB switch on 11 KV & 33 KV Bus [Galvanized] | Set | 4 | 35904.6 | 143618.4
6 | 191.1 | 33 KV/110V P.T Class 1.0 with 100VA Burden | Set | 2 | 78281.505 | 156563.0099
7 | A.204 | Structure for 33 KV PT [Galvanized] | Set | 4 | 35904.6 | 143618.4
8 | 20.1 | ACSR Panther Conductor (232 sq. mm) | KMs | 1 | 167541.8931 | 167541.8931
9 | 99.1 | 33 KV Pin Insulator with Pin (Polymer) | Nos. | 18 | 450.1726 | 8103.1077
10 | 100.1 | 33 kV Disc Insulator (Polymer Type) 70 KN with H/W fitting | Nos. | 36 | 660.6571 | 23783.6545
11 | 3.1 | 33 KV isolator 400 Amp. Without EB | Set | 2 | 22935.5282 | 45871.0564
12 | A.203 | Structure for 33 & 11 KV Isolator [Galvanized] | Set | 3 | 17265.6 | 51796.8
13 | 85.1 | 33 KV Post Insulator | Set | 1 | 640.1463 | 640.1463
14 | A.206 | Structure for Post Insulator for 33KV [Galvanized] | Set | 1 | 3629.7 | 3629.7
15 | 162.1 | Aluminium pipe 40 mm dia | Mtrs. | 100 | 475.0662 | 47506.6152
16 | 125.1 | Aluminium pipe connector | Nos. | 150 | 167.0562 | 25058.4344
17 | 192.3 | 33 KV VCB with single T/F control pannel and CT 200/200/1A with Structure (all Out Door type) | Set | 3 | 432394.3897 | 1297183.1691
18 | A.436 | 33/11 KV Power Transformer 10 MVA Copper Wound, CRGO Core (on load tap changer) | Nos. | 1 | 5340315.5335 | 5340315.5335
19 | 131.1 | Earthing complete (Conventional) for Power Transformer | Nos. | 1 | 16708.4673 | 16708.4673
20 | A.66 | 11 KV XLPE Cable 3 Core 300mm2 (Armoured) | KMs | 0.03 | 1072644.5519 | 32179.3366
21 | 193.1 | 11 KV VCB, 12KV, Outdoor type, 630 A, 25 KA for 3 sec. rupturing capacity CT 600-400-200-100/1-1A, 2 Core, Accuracy 1.0 and 5 P10, VA Burden 15 VA & 15 VA PT 11KV / 110V, Accuracy class 1, VA Burden 100VA, Single Core | Nos. | 7 | 266211.7652 | 1863482.3561
22 | A.65 | 11 KV XLPE Cable 3 Core 185mm2 (Armoured) | KMs | 0.1 | 830169.3467 | 83016.9347
23 | A.412 | 11 KV 3-core heat shrinkable Indoor Cable Jointing kit 300 mm2 | Set | 2 | 11460 | 22920
24 | A.418 | 11 KV 3-core heat shrinkableOutdoor Cable Jointing kit 300 mm2 | Set | 2 | 20602 | 41204
25 | A.414 | 11 KV 3-core heat shrinkable Indoor Cable Jointing kit 185 mm2 | Set | 6 | 11460 | 68760
26 | A.420 | 11 KV 3-core heat shrinkableOutdoor Cable Jointing kit 185 mm2 | Set | 6 | 18101 | 108606
27 | 76.1 | 415V AC Power Distribution Board | Set | 1 | 117235.5065 | 117235.5065
28 | 77.1 | 30V DC Distribution Board | Set | 1 | 47959.9799 | 47959.9799
29 | 139.1 | Earthing G.I.Strip for (65x6) | KG | 60 | 76.0304 | 4561.8217
30 | 64.1 | Rubber mat along length of pannel | Nos. | 4 | 2930.8877 | 11723.5506
31 | 117.1 | Battery Charging unit complete with battery 80 AH 30 V | Set | 1 | 60188.9405 | 60188.9405
32 | 168.1 | Rail piece 44.64Kg/m 6.92 meter long for power transformer | Mtr | 4 | 3390.5431 | 13562.1725
33 | 15.1 | 2.5 mm2 copper 2 core control cable (Un-armoured) | Mtrs. | 600 | 41.0439 | 24626.3265
34 | A.223 | 2.5 mm2 copper 6 core control cable (Un-armoured) | Mtrs. | 1300 | 128.4985 | 167048.0705
35 | 16.1 | 2.5 mm2 copper 12 core control cable (Un-armoured) | Mtrs. | 600 | 190.9588 | 114575.2876
36 | 13.1 | 2.5 mm2 copper 4 core control cable (Un-armoured) | Mtrs. | 600 | 65.4249 | 39254.9165
37 | A.139 | Fully automatic Capacitor bank with automatic control panel, isolator, indoor type suitable Vacuum Circuit Breaker, mounting structures etc as required as per technical specifications, approved drawings, scope of the works of following capacities: (Banks in Muiltiple of 600 KVAR as per REC Specification)-3600 KVAR | Set | 1 | 1286393.2394 | 1286393.2394
38 | 17.1 | Aluminium binding wire | KG | 10 | 258.2224 | 2582.2244
39 | 18.1 | GI Wire No. 8 | KG | 24 | 72.8877 | 1749.3056
40 | 122.1 | M S Nuts & Bolts of different size | KG | 75 | 75.2818 | 5646.1328
41 | 124.1 | Aluminium Tape | KG | 20 | 248.7518 | 4975.0354
42 | 137.1 | Al paint | Ltrs. | 75 | 281.3652 | 21102.3912
43 | 138.1 | Red oxide paint | Ltrs. | 150 | 158.1174 | 23717.6148
44 | A.210 | 'A' Structures for 11 KV Take off with top mounted AB Switch and provision of Lightening Arrester [Galvanized] | Set | 4 | 35904.6 | 143618.4
45 | 116.1 | 400 watt/250 V HPSV Lamp fitting complete for 33/11 KV PSS Yard lightining | Set | 12 | 5079.8819 | 60958.5823
46 | A.198 | Earthing (Chemical) with GI earthing pipe 40 mm 3.1 mtrs. Long (Bentonite as intermittent layers) | Set | 12 | 1212 | 14544
A | Sub Total (in INR) |  |  |  |  | 12159602.6075
B | Sundries Charges including nut bolts, paint etc. (in INR) |  |  | @ | 3% | 364788.0782
C | Contigencies Charges (in INR) |  |  | @ | 3% | 364788.0782
D | Store Charges (in INR) |  |  | @ | 3% | 364788.0782
E | Transportation Cost (in INR) |  |  | @ | 4% | 486384.1043
F | T & P Cost (in INR) |  |  | @ | 2% | 243192.0521
G | Over head Cost (in INR) |  |  | @ | 10% | 1215960.2607
H | Labour Cost (as per respective labour cost analysis sheet) (in INR) |  |  | Normal Soil |  | 1855037.2911
|  |  |  | Rocky Soil |  | 2132944.4967
I | TOTAL (I = A+B+C+D+E+F+G+H) (in INR) |  |  | Normal Soil |  | 17054540.5504
|  |  |  | Rocky Soil |  | 17332447.756

## 1ph APL Service Connection
1 no. 1 phase Service Connection (for APL Consumers)
S. No. | Description of item of Work | Unit | Qty. | Rate (in INR) | Amount (in INR)
1 | Service Pipe of 20 mm dia 3 meter long | Nos. | 1 | 330 | 330
2 | Single phase energy meter 10-30/10-60 Amp with Meter Box | Nos. | 1 | 1064.7 | 1064.7
3 | 2 core PVC Service cable 4 sqmm | Meter | 30 | 56.7 | 1701
4 | Meter Board 10'x8' | Nos. | 1 | 60 | 60
5 | 10 Amp Socket with Switch | Nos. | 1 | 80 | 80
6 | Support wire 14SWG | KG | 1 | 88 | 88
7 | Clamps & Nut Bolts | each | 5 | 90 | 450
8 | LED Bulb 8 Watt | Nos. | 1 | 100 | 100
A | Sub Total (in INR) |  |  |  | 3873.7
B | Sundries Charges including nut bolts, paint etc. (in INR) |  | @ | 3% | 116.211
C | Contigencies Charges (in INR) |  | @ | 3% | 116.211
D | Store Charges (in INR) |  | @ | 3% | 116.211
E | Transportation Cost (in INR) |  | @ | 4% | 154.948
F | T & P Cost (in INR) |  | @ | 2% | 77.474
G | Over head Cost (in INR) |  | @ | 10% | 387.37
H | Service Connection Charge |  |  | 150 | 150
I | TOTAL (I = A+B+C+D+E+F+G+H) (in INR) |  |  |  | 4992.125

## 3ph Service Connection
1 no. 3 phase Service Connection
S. No. | Description of item of Work | Unit | Qty. | Rate (in INR) | Amount (in INR)
1 | Service Pipe of 20 mm dia 3 meter long | Nos. | 1 | 330 | 330
2 | LT Static Trivector Energy Meter, 3 Phase 4 Wire, direct connected, (10-60) Amp. with Meter Box, Class 1.0 accuracy | Nos. | 1 | 9918.1144 | 9918.1144
3 | LT XLPE Cable 3.5 Core 25mm2 (Armoured) | Meter | 30 | 158.495 | 4754.85
4 | Support wire 14SWG | KG | 1 | 88 | 88
5 | Clamps & Nut Bolts | each | 5 | 90 | 450
A | Sub Total (in INR) |  |  |  | 15540.9644
B | Sundries Charges including nut bolts, paint etc. (in INR) |  | @ | 3% | 466.2289
C | Contigencies Charges (in INR) |  | @ | 3% | 466.2289
D | Store Charges (in INR) |  | @ | 3% | 466.2289
E | Transportation Cost (in INR) |  | @ | 4% | 621.6386
F | T & P Cost (in INR) |  | @ | 2% | 310.8193
G | Over head Cost (in INR) |  | @ | 10% | 1554.0964
H | Service Connection Charge |  |  | 307 | 307
I | TOTAL (I = A+B+C+D+E+F+G+H) (in INR) |  |  |  | 19733.2055

## 33KV DP Suspension Line
1 KM 33KV Overhead line with 232 sq mm Panther Conductor on 13 meter 60kg/mtr Rail pole
S.No. | Item Code | Material | Unit | Qty. | Rate (in INR) | Amount (in INR)
1 | 166.3 | Rail Pole 60 kgs per mtr 13 meter | Nos. | 26 | 30156.75 | 784075.5
2 | 20.1 | ACSR Panther conductor (232 sq. mm) Including 5% sag. | KMs | 3.15 | 167541.8931 | 527756.9633
3 | A.271 | 33 KV D.P Channel (100x50x6 mm) 1.3 Meter long [GALVANIZED] | Set | 48 | 3401.32 | 163263.36
4 | 100.1 | Single Suspension fittings with 3 Nos. 70KN insulators and Hardware. | Nos. | 60 | 660.6571 | 39639.4241
5 | 100.1 | Single tension fittings with 3 Nos. 70KN insulator and hardware | Nos. | 18 | 660.6571 | 11891.8272
6 | - | Mid span compression joint | Nos. | 6 | 1650 | 9900
7 | - | Repair Sleeves | Nos. | 6 | 220 | 1320
8 | A.23 | P G clamp for 232 sq mm conductor | Nos. | 18 | 180 | 3240
9 | 136.1 | Anticlimbing Device(Barbed wire) 2x12 SWG | Nos. | 1 | 75.0029 | 75.0029
10 | 78.1 | 33 KV Earthing (Conventional) complete with GI wire no. 8 for 33KV line, DSS, LT Line | Set | 13 | 474.9255 | 6174.0318
A | Sub Total (in INR) |  |  |  |  | 1547336.1094
B | Sundries Charges including nut bolts, paint etc. (in INR) |  |  | @ | 3% | 46420.0833
C | Contigencies Charges (in INR) |  |  | @ | 3% | 46420.0833
D | Store Charges (in INR) |  |  | @ | 3% | 46420.0833
E | Transportation Cost (in INR) |  |  | @ | 4% | 61893.4444
F | T & P Cost (in INR) |  |  | @ | 2% | 30946.7222
G | Over head Cost (in INR) |  |  | @ | 10% | 154733.6109
H | Labour Cost (as per respective labour cost analysis sheet) (in INR) |  |  | Normal Soil |  | 206807.7464
|  |  |  | Rocky Soil |  | 244066.2604
I | TOTAL (I = A+B+C+D+E+F+G+H) (in INR) |  |  | Normal Soil |  | 2140977.8831
|  |  |  | Rocky Soil |  | 2178236.3971

## 33KV_Panther_232
3
1 KM 33KV Overhead Line on 13 mtr Rail Pole with porcelene insulator & Panther Conductor with 70 Mtr Average Span with 1 Cut Point DP (Center, Starting & End)
S.No. | Item Code | Material | Unit | Qty. | Rate (in INR) | Amount (in INR)
1 | 166.3 | Rail Pole 60 kgs per mtr 13 meter | Nos. | 17 | 30156.75 | 512664.75
2 | 20.1 | ACSR Panther conductor (232 sq. mm) Including 5% sag. | KMs | 3.177 | 167541.8931 | 532280.5944
3 | A.263 | 33 KV Pole top bracket for 60kg Rail Pole [GALVANIZED] | Nos. | 14 | 189.689 | 2655.646
4 | A.276 | 33 KV Back Clamp for top bracket [GALVANIZED] | Nos. | 14 | 117.0839 | 1639.1746
5 | A.265 | 33 KV V cross arm (100x 50x 6 mm) [GALVANIZED] | Nos. | 11 | 1339.5968 | 14735.5648
6 | A.276 | Back clamp ( 50x6 mm) for 60kg Rail Pole[GALVANIZED] | Nos. | 11 | 117.0839 | 1287.9229
7 | A.283 | Support Clamp for V Cross Arm for 60kg Rail Pole[GALVANIZED] | Nos. | 11 | 117.0839 | 1287.9229
8 | A.157 | Back Clamp (50x6 mm)Jointing/ Packing piece for 60kg Rail Pole [GALVANIZED] | Nos. | 17 | 52.328 | 889.576
9 | 99.1 | 33 KV Pin Insulator(Polymer) with Pin Including support for jumper | Nos. | 51 | 450.1726 | 22958.8051
10 | 100.1 | 33 KV Disc. Insulator(Polymer) 70 KN with H/W | Nos. | 12 | 660.6571 | 7927.8848
11 | 2.1 | 33 KV 3 pin type AB switch 600 Amp | Set | 1 | 27607.9196 | 27607.9196
12 | 103.1 | 33 KV Lightening Arrester (30KV,10KA, classII) | Set | 1 | 12821.3729 | 12821.3729
13 | 169.1 | Stay set complete (1900x20 mm) with staywire 7/10 SWG 8 kgs & guy Insulator) | Set | 8 | 770.3616 | 6162.8928
14 | A.345 | 33 KV Angle stay clamp (50 x 6 mm) [GALVANIZED] | Set | 8 | 114.4675 | 915.74
15 | A.23 | P G clamp for 232 sq mm conductor | Nos. | 9 | 180 | 1620
16 | 17.1 | Aluminium binding wire | KG | 5 | 258.2224 | 1291.1122
17 | 18.1 | GI Wire No. 8 for earthing | KG | 85 | 72.8877 | 6195.4575
18 | 19.1 | GI Stay Wire No. 7/8 | KG | 80 | 73.1409 | 5851.2715
19 | A.156 | MS Base Plate for 33KV | Nos. | 17 | 1284 | 21828
20 | 136.1 | Anticlimbing Device(Barbed wire) | KG | 34 | 75.0029 | 2550.0994
21 | A.324 | 33 KV Back Clamp for line DP Channel [GALVANIZED] | Pair | 6 | 274.722 | 1648.332
22 | A.317 | 33 KV D.P Channel support clamp (50x6 mm) [GALVANIZED] | Pair | 6 | 141.2856 | 847.7136
23 | A.271 | 33 KV D.P Channel (100x50x6 mm) 1.3 Meter long [GALVANIZED] | Set | 3 | 3401.32 | 10203.96
24 | A.198 | Earthing (Chemical) with GI earthing pipe 40 mm 3.1 mtrs. Long (Bentonite as intermittent layers) | Set | 17 | 1212 | 20604
25 | A.351 | Earth clamp for earthwire (50 x 6 mm) [GALVANIZED] | Pair | 17 | 104.656 | 1779.152
26 | 133.1 | Danger Board 33KV | Nos. | 17 | 60.7581 | 1032.8871
A | Sub Total (in INR) |  |  |  |  | 1221287.7522
B | Sundries Charges including nut bolts, paint etc. (in INR) |  |  | @ | 3% | 36638.6326
C | Contigencies Charges (in INR) |  |  | @ | 3% | 36638.6326
D | Store Charges (in INR) |  |  | @ | 3% | 36638.6326
E | Transportation Cost (in INR) |  |  | @ | 4% | 48851.5101
F | T & P Cost (in INR) |  |  | @ | 2% | 24425.755
G | Over head Cost (in INR) |  |  | @ | 10% | 122128.7752
H | Labour Cost (as per respective labour cost analysis sheet) (in INR) |  |  | Normal Soil |  | 248999.6845
|  |  |  | Rocky Soil |  | 257595.2773
I | TOTAL (I = A+B+C+D+E+F+G+H) (in INR) |  |  | Normal Soil |  | 1775609.3747
|  |  |  | Rocky Soil |  | 1784204.9675

## 33KV_Wolf_150
1 KM 33KV Overhead Line on 13 mtr Rail Pole with porcelene insulator & Wolf Conductor with 70 Mtr Average Span with 1 Cut Point DP (Center & Starting & End)
S.No. | Item Code | Material | Unit | Qty. | Rate (in INR) | Amount (in INR)
1 | 166.3 | Rail Pole 60 kgs per mtr 13 meter | Nos. | 17 | 30156.75 | 512664.75
2 | 21.1 | ACSR Wolfconductor (150 sq. mm) Including 5% sag. | KMs | 3.177 | 108687.639 | 345300.629
3 | A.263 | 33 KV Pole top bracket for 60kg Rail Pole [GALVANIZED] | Nos. | 11 | 189.689 | 2086.579
4 | A.276 | 33 KV Back Clamp for top bracket [GALVANIZED] | Nos. | 11 | 117.0839 | 1287.9229
5 | A.265 | 33 KV V cross arm (100x 50x 6 mm) [GALVANIZED] | Nos. | 11 | 1339.5968 | 14735.5648
6 | A.276 | Back clamp ( 50x6 mm) for 60kg Rail Pole[GALVANIZED] | Nos. | 11 | 117.0839 | 1287.9229
7 | A.283 | Support Clamp for V Cross Arm for 60kg Rail Pole[GALVANIZED] | Nos. | 11 | 117.0839 | 1287.9229
8 | A.157 | Back Clamp (50x6 mm)Jointing/ Packing piece for 60kg Rail Pole [GALVANIZED] | Nos. | 17 | 52.328 | 889.576
9 | 99.1 | 33 KV Pin Insulator(Polymer) with Pin Including support for jumper | Nos. | 51 | 450.1726 | 22958.8051
10 | 100.1 | 33 KV Disc. Insulator(Polymer) 70 KN with H/W | Nos. | 12 | 660.6571 | 7927.8848
11 | 2.1 | 33 KV 3 pin type AB switch 600 Amp | Set | 1 | 27607.9196 | 27607.9196
12 | 103.1 | 33 KV Lightening Arrester (30KV,10KA, classII) | Set | 1 | 12821.3729 | 12821.3729
13 | 169.1 | Stay set complete (1900x20 mm) with staywire 7/10 SWG 8 kgs & guy Insulator) | Set | 8 | 770.3616 | 6162.8928
14 | A.345 | 33 KV Angle stay clamp (50 x 6 mm) [GALVANIZED] | Set | 8 | 114.4675 | 915.74
15 | A.23 | P G clamp for 150 sq mm conductor | Nos. | 9 | 180 | 1620
16 | 17.1 | Aluminium binding wire | KG | 5 | 258.2224 | 1291.1122
17 | 18.1 | GI Wire No. 8 for earthing | KG | 85 | 72.8877 | 6195.4575
18 | 19.1 | GI Stay Wire No. 7/8 | KG | 80 | 73.1409 | 5851.2715
19 | A.156 | MS Base Plate for 33KV | Nos. | 17 | 1284 | 21828
20 | 136.1 | Anticlimbing Device(Barbed wire) | KG | 34 | 75.0029 | 2550.0994
21 | A.324 | 33 KV Back Clamp for line DP Channel [GALVANIZED] | Pair | 6 | 274.722 | 1648.332
22 | A.317 | 33 KV D.P Channel support clamp (50x6 mm) [GALVANIZED] | Pair | 6 | 141.2856 | 847.7136
23 | A.271 | 33 KV D.P Channel (100x50x6 mm) 1.3 Meter long [GALVANIZED] | Set | 3 | 3401.32 | 10203.96
24 | A.198 | Earthing (Chemical) with GI earthing pipe 40 mm 3.1 mtrs. Long (Bentonite as intermittent layers) | Set | 17 | 1212 | 20604
25 | A.351 | Earth clamp for earthwire (50 x 6 mm) [GALVANIZED] | Pair | 17 | 104.656 | 1779.152
26 | 133.1 | Danger Board 33KV | Nos. | 17 | 60.7581 | 1032.8871
A | Sub Total (in INR) |  |  |  |  | 1033387.468
B | Sundries Charges including nut bolts, paint etc. (in INR) |  |  | @ | 3% | 31001.624
C | Contigencies Charges (in INR) |  |  | @ | 3% | 31001.624
D | Store Charges (in INR) |  |  | @ | 3% | 31001.624
E | Transportation Cost (in INR) |  |  | @ | 4% | 41335.4987
F | T & P Cost (in INR) |  |  | @ | 2% | 20667.7494
G | Over head Cost (in INR) |  |  | @ | 10% | 103338.7468
H | Labour Cost (as per respective labour cost analysis sheet) (in INR) |  |  | Normal Soil |  | 229970.4855
|  |  |  | Rocky Soil |  | 238566.0782
I | TOTAL (I = A+B+C+D+E+F+G+H) (in INR) |  |  | Normal Soil |  | 1521704.8205
|  |  |  | Rocky Soil |  | 1530300.4132

## 33KV_Dog_100
1 KM 33KV Overhead Line on 13 mtr Rail Pole with porcelene insulator & Dog Conductor With 70 Mtr Average Span with 1 Cut Point DP (Center, Starting & End)
S.No. | Item Code | Material | Unit | Qty. | Rate (in INR) | Amount (in INR)
1 | 166.3 | Rail Pole 60 kgs per mtr 13 meter | Nos. | 17 | 30156.75 | 512664.75
2 | 22.1 | ACSR Dog conductor (100 sq. mm) Including 5% sag. | KMs | 3.177 | 66843.9271 | 212363.1565
3 | A.263 | 33 KV Pole top bracket for 60kg Rail Pole [GALVANIZED] | Nos. | 14 | 189.689 | 2655.646
4 | A.276 | 33 KV Back Clamp for top bracket [GALVANIZED] | Nos. | 14 | 117.0839 | 1639.1746
5 | A.265 | 33 KV V cross arm (100x 50x 6 mm) [GALVANIZED] | Nos. | 11 | 1339.5968 | 14735.5648
6 | A.276 | Back clamp ( 50x6 mm) for 60kg Rail Pole[GALVANIZED] | Nos. | 11 | 117.0839 | 1287.9229
7 | A.283 | Support Clamp for V Cross Arm for 60kg Rail Pole[GALVANIZED] | Nos. | 11 | 117.0839 | 1287.9229
8 | A.157 | Back Clamp (50x6 mm)Jointing/ Packing piece for 60kg Rail Pole [GALVANIZED] | Nos. | 17 | 52.328 | 889.576
9 | 99.1 | 33 KV Pin Insulator(Polymer) with Pin Including support for jumper | Nos. | 51 | 450.1726 | 22958.8051
10 | 100.1 | 33 KV Disc. Insulator(Polymer) 70 KN with H/W | Nos. | 12 | 660.6571 | 7927.8848
11 | 2.1 | 33 KV 3 pin type AB switch 600 Amp | Set | 1 | 27607.9196 | 27607.9196
12 | 103.1 | 33 KV Lightening Arrester (30KV,10KA, classII) | Set | 1 | 12821.3729 | 12821.3729
13 | 169.1 | Stay set complete (1900x20 mm) with staywire 7/10 SWG 8 kgs & guy Insulator) | Set | 8 | 770.3616 | 6162.8928
14 | A.345 | 33 KV Angle stay clamp (50 x 6 mm) [GALVANIZED] | Set | 8 | 114.4675 | 915.74
15 | A.23 | P G clamp for 100 sq mm conductor | Nos. | 9 | 180 | 1620
16 | 17.1 | Aluminium binding wire | KG | 5 | 258.2224 | 1291.1122
17 | 18.1 | GI Wire No. 8 for earthing | KG | 85 | 72.8877 | 6195.4575
18 | 19.1 | GI Stay Wire No. 7/8 | KG | 80 | 73.1409 | 5851.2715
19 | A.156 | MS Base Plate for 33KV | Nos. | 17 | 1284 | 21828
20 | 136.1 | Anticlimbing Device(Barbed wire) | KG | 34 | 75.0029 | 2550.0994
21 | A.324 | 33 KV Back Clamp for line DP Channel [GALVANIZED] | Pair | 6 | 274.722 | 1648.332
22 | A.317 | 33 KV D.P Channel support clamp (50x6 mm) [GALVANIZED] | Pair | 6 | 141.2856 | 847.7136
23 | A.271 | 33 KV D.P Channel (100x50x6 mm) 1.3 Meter long [GALVANIZED] | Set | 3 | 3401.32 | 10203.96
24 | A.198 | Earthing (Chemical) with GI earthing pipe 40 mm 3.1 mtrs. Long (Bentonite as intermittent layers) | Set | 17 | 1212 | 20604
25 | A.351 | Earth clamp for earthwire (50 x 6 mm) [GALVANIZED] | Pair | 17 | 104.656 | 1779.152
26 | 133.1 | Danger Board 33KV | Nos. | 17 | 60.7581 | 1032.8871
A | Sub Total (in INR) |  |  |  |  | 901370.3143
B | Sundries Charges including nut bolts, paint etc. (in INR) |  |  | @ | 3% | 27041.1094
C | Contigencies Charges (in INR) |  |  | @ | 3% | 27041.1094
D | Store Charges (in INR) |  |  | @ | 3% | 27041.1094
E | Transportation Cost (in INR) |  |  | @ | 4% | 36054.8126
F | T & P Cost (in INR) |  |  | @ | 2% | 18027.4063
G | Over head Cost (in INR) |  |  | @ | 10% | 90137.0314
H | Labour Cost (as per respective labour cost analysis sheet) (in INR) |  |  | Normal Soil |  | 204275.2787
|  |  |  | Rocky Soil |  | 212870.8714
I | TOTAL (I = A+B+C+D+E+F+G+H) (in INR) |  |  | Normal Soil |  | 1330988.1715
|  |  |  | Rocky Soil |  | 1339583.7642

## 11KV_Dog_100sq
1 KM 11KV Overhead Line on 9 mtr PSC Pole with Porcelene insulators & 100 sq mm (Dog) Conductor With 60 Mtr Average Span with 1 Cut Point DP (Center, Starting & End)
S.No. | Item Code | Material | Unit | Qty. | Rate (in INR) | Amount (in INR)
1 | 164.1 | PSC Pole 400 KG W.L (9 mtr.) | Nos. | 20 | 4754.7769 | 95095.5373
2 | 22.1 | ACSR Dog conductor (100 sq. mm) Including 5% sag. | KMs | 3.177 | 66843.9271 | 212363.1565
3 | A.264 | 11kv Pole Top Bracket 50x8 mm flat [GALVANIZED] | Nos. | 14 | 137.361 | 1923.054
4 | A.277 | 11 KV Back Clamp for top bracket [GALVANIZED] | Nos. | 14 | 127.53 | 1785.42
5 | A.266 | 11 KV V cross arm (75x 40x 6 mm) [GALVANIZED] | Nos. | 14 | 714.9313 | 10009.0382
6 | A.277 | 11 KV Back Clamp for "V" cross arm [GALVANIZED] | Nos. | 14 | 127.53 | 1785.42
7 | A.285 | Support Clamp for 11 KV 'V' Cross Arm [GALVANIZED] | set | 14 | 127.53 | 1785.42
8 | 101.1 | 11 KV Pin Insulator (Polymer) with Pin Including support for jumper | Nos. | 60 | 154.695 | 9281.6986
9 | 102.1 | 11 KV Disc. Insulator (Polymer) 45 KN with H/W | Nos. | 12 | 229.0239 | 2748.2863
10 | A.194 | 11 KV 3 pin type AB switch 800 Amp | Set | 1 | 16932.8038 | 16932.8038
11 | 104.1 | 11 KV Lightening Arrester (9KV,10KA, ClassII) | Set | 1 | 2003.6614 | 2003.6614
12 | 170.1 | Stay set complete (1800x16 mm) with staywire 7/10 SWG 8 kgs & guy Insulator) | Set | 8 | 651.3771 | 5211.0165
13 | A.346 | 11 KV Angle stay clamp (50 x 10 mm) [GALVANIZED] | Set | 8 | 127.5495 | 1020.396
14 | 123.1 | P G clamp for 100 sq mm conductor | Nos. | 9 | 39.2396 | 353.1562
15 | 17.1 | Aluminium binding wire | KG | 5 | 258.2224 | 1291.1122
16 | 18.1 | GI Wire No. 10 for earthing | KG | 85 | 72.8877 | 6195.4575
17 | 19.1 | GI Stay Wire No. 7/10 | KG | 60 | 73.1409 | 4388.4536
18 | 119.1 | Stone Base Plate for 11KV | Nos. | 17 | 281.7181 | 4789.2085
19 | 136.1 | Anticlimbing Device(Barbed wire) | KG | 40 | 75.0029 | 3000.1169
20 | A.326 | 11 KV Back Clamp for line DP Channel [GALVANIZED] | Pair | 6 | 287.804 | 1726.824
21 | A.318 | 11 KV D.P Channel support clamp (50x6 mm) [GALVANIZED] | Pair | 6 | 163.525 | 981.15
22 | A.272 | 11 KV D.P Channel (100x50x6 mm) 1.3 Meter long [GALVANIZED] | Set | 3 | 2114.0512 | 6342.1536
23 | A.199 | Earthing (Chemical) with GI earthing pipe 20 mm 2.5 mtrs. Long | Set | 17 | 1080 | 18360
24 | A.351 | Earth clamp for earthwire (50 x 6 mm)[GALVANIZED] | Pair | 17 | 104.656 | 1779.152
25 | 133.1 | Danger Board 11KV | Nos. | 17 | 60.7581 | 1032.8871
A | Sub Total (in INR) |  |  |  |  | 412184.5803
B | Sundries Charges including nut bolts, paint etc. (in INR) |  |  | @ | 3% | 12365.5374
C | Contigencies Charges (in INR) |  |  | @ | 3% | 12365.5374
D | Store Charges (in INR) |  |  | @ | 3% | 12365.5374
E | Transportation Cost (in INR) |  |  | @ | 4% | 16487.3832
F | T & P Cost (in INR) |  |  | @ | 2% | 8243.6916
G | Over head Cost (in INR) |  |  | @ | 10% | 41218.458
H | Labour Cost (as per respective labour cost analysis sheet) (in INR) |  |  | Normal Soil |  | 183994.9634
|  |  |  | Rocky Soil |  | 187561.5938
I | TOTAL (I = A+B+C+D+E+F+G+H) (in INR) |  |  | Normal Soil |  | 699225.6887
|  |  |  | Rocky Soil |  | 702792.3191

## 11KV_Racoon_80sq
1 KM 11KV Overhead Line on 9 mtr PSC Pole with Porcelene insulators & 80 sq mm (Racoon) Conductor with 60 Mtr Average Span with 1 Cut Point DP (Center, Starting & End)
S.No. | Item Code | Material | Unit | Qty. | Rate (in INR) | Amount (in INR)
1 | 164.1 | PSC Pole 400 KG W.L (9 mtr.) | Nos. | 20 | 4754.7769 | 95095.5373
2 | 23.1 | 80 sq mm Racoon conductor Including 5% sag. | KMs | 3.177 | 38308.9712 | 121707.6015
3 | A.264 | 11kv Pole Top Bracket 50x8 mm flat [GALVANIZED] | Nos. | 14 | 137.361 | 1923.054
4 | A.277 | 11 KV Back Clamp for top bracket [GALVANIZED] | Nos. | 14 | 127.53 | 1785.42
5 | A.266 | 11 KV V cross arm (75x 40x 6 mm) [GALVANIZED] | Nos. | 14 | 714.9313 | 10009.0382
6 | A.277 | 11 KV Back Clamp for "V" cross arm [GALVANIZED] | Nos. | 14 | 127.53 | 1785.42
7 | A.285 | Support Clamp for 11 KV 'V' Cross Arm [GALVANIZED] | set | 14 | 127.53 | 1785.42
8 | 101.1 | 11 KV Pin Insulator (Polymer) with Pin Including support for jumper | Nos. | 60 | 154.695 | 9281.6986
9 | 102.1 | 11 KV Disc. Insulator(Polymer) 45 KN with H/W | Nos. | 12 | 229.0239 | 2748.2863
10 | A.194 | 11 KV 3 pin type AB switch 800 Amp | Set | 1 | 16932.8038 | 16932.8038
11 | 104.1 | 11 KV Lightening Arrester (9KV,10KA, ClassII) | Set | 1 | 2003.6614 | 2003.6614
12 | 170.1 | Stay set complete (1800x16 mm) with staywire 7/10 SWG 8 kgs & guy Insulator) | Set | 8 | 651.3771 | 5211.0165
13 | A.346 | 11 KV Angle stay clamp (50 x 10 mm) [GALVANIZED] | Set | 8 | 127.5495 | 1020.396
14 | 123.1 | P G clamp for 80sq mm conductor | Nos. | 9 | 39.2396 | 353.1562
15 | 17.1 | Aluminium binding wire | KG | 5 | 258.2224 | 1291.1122
16 | 18.1 | GI Wire No. 10 for earthing | KG | 85 | 72.8877 | 6195.4575
17 | 19.1 | GI Stay Wire No. 7/10 | KG | 60 | 73.1409 | 4388.4536
18 | 119.1 | Stone Base Plate for 11KV | Nos. | 17 | 281.7181 | 4789.2085
19 | 136.1 | Anticlimbing Device(Barbed wire) | KG | 40 | 75.0029 | 3000.1169
20 | A.326 | 11 KV Back Clamp for line DP Channel [GALVANIZED] | Pair | 6 | 287.804 | 1726.824
21 | A.318 | 11 KV D.P Channel support clamp (50x6 mm) [GALVANIZED] | Pair | 6 | 163.525 | 981.15
22 | A.272 | 11 KV D.P Channel (100x50x6 mm) 1.3 Meter long [GALVANIZED] | Set | 3 | 2114.0512 | 6342.1536
23 | A.199 | Earthing (Chemical) with GI earthing pipe 20 mm 2.5 mtrs. Long | Set | 17 | 1080 | 18360
24 | A.351 | Earth clamp for earthwire (50 x 6 mm)[GALVANIZED] | Pair | 17 | 104.656 | 1779.152
25 | 133.1 | Danger Board 11KV | Nos. | 17 | 60.7581 | 1032.8871
A | Sub Total (in INR) |  |  |  |  | 321529.0252
B | Sundries Charges including nut bolts, paint etc. (in INR) |  |  | @ | 3% | 9645.8708
C | Contigencies Charges (in INR) |  |  | @ | 3% | 9645.8708
D | Store Charges (in INR) |  |  | @ | 3% | 9645.8708
E | Transportation Cost (in INR) |  |  | @ | 4% | 12861.161
F | T & P Cost (in INR) |  |  | @ | 2% | 6430.5805
G | Over head Cost (in INR) |  |  | @ | 10% | 32152.9025
H | Labour Cost (as per respective labour cost analysis sheet) (in INR) |  |  | Normal Soil |  | 178130.5919
|  |  |  | Rocky Soil |  | 181697.2223
I | TOTAL (I = A+B+C+D+E+F+G+H) (in INR) |  |  | Normal Soil |  | 580041.8734
|  |  |  | Rocky Soil |  | 583608.5038

## 11KV_Weasel_34sq
1 KM 11KV Overhead Line on 9 mtr PSC Pole with Porcelene insulators & 34 sq mm (weasel) Conductor with 60 Mtr Average Span with 1 Cut Point DP (Center, Starting & End)
S.No. | Item Code | Material | Unit | Qty. | Rate (in INR) | Amount (in INR)
1 | 164.1 | PSC Pole 400 KG W.L (9 mtr.) | Nos. | 20 | 4754.7769 | 95095.5373
2 | 24.1 | 34 sq mm weasel conductor Including 5% sag. | KMs | 3.177 | 20151.4241 | 64021.0745
3 | A.264 | 11kv Pole Top Bracket 50x8 mm flat [GALVANIZED] | Nos. | 14 | 137.361 | 1923.054
4 | A.277 | 11 KV Back Clamp for top bracket [GALVANIZED] | Nos. | 14 | 127.53 | 1785.42
5 | A.266 | 11 KV V cross arm (75x 40x 6 mm) [GALVANIZED] | Nos. | 14 | 714.9313 | 10009.0382
6 | A.277 | 11 KV Back Clamp for "V" cross arm [GALVANIZED] | Nos. | 14 | 127.53 | 1785.42
7 | A.285 | Support Clamp for 11 KV 'V' Cross Arm [GALVANIZED] | set | 14 | 127.53 | 1785.42
8 | 101.1 | 11 KV Pin Insulator (Polymer) with Pin Including support for jumper | Nos. | 60 | 154.695 | 9281.6986
9 | 102.1 | 11 KV Disc. Insulator (Polymer) 45 KN with H/W | Nos. | 12 | 229.0239 | 2748.2863
10 | A.194 | 11 KV 3 pin type AB switch 800 Amp | Set | 1 | 16932.8038 | 16932.8038
11 | 104.1 | 11 KV Lightening Arrester (9KV,10KA, ClassII) | Set | 1 | 2003.6614 | 2003.6614
12 | 170.1 | Stay set complete (1800x16 mm) with staywire 7/10 SWG 8 kgs & guy Insulator) | Set | 8 | 651.3771 | 5211.0165
13 | A.346 | 11 KV Angle stay clamp (50 x 10 mm) [GALVANIZED] | Set | 8 | 127.5495 | 1020.396
14 | A.201 | P G clamp for 34sq mm conductor | Nos. | 9 | 500 | 4500
15 | 17.1 | Aluminium binding wire | KG | 5 | 258.2224 | 1291.1122
16 | 18.1 | GI Wire No. 10 for earthing | KG | 85 | 72.8877 | 6195.4575
17 | 19.1 | GI Stay Wire No. 7/10 | KG | 60 | 73.1409 | 4388.4536
18 | 119.1 | Stone Base Plate for 11KV | Nos. | 17 | 281.7181 | 4789.2085
19 | 136.1 | Anticlimbing Device(Barbed wire) | KG | 40 | 75.0029 | 3000.1169
20 | A.326 | 11 KV Back Clamp for line DP Channel [GALVANIZED] | Pair | 6 | 287.804 | 1726.824
21 | A.318 | 11 KV D.P Channel support clamp (50x6 mm) [GALVANIZED] | Pair | 6 | 163.525 | 981.15
22 | A.272 | 11 KV D.P Channel (100x50x6 mm) 1.3 Meter long [GALVANIZED] | Set | 3 | 2114.0512 | 6342.1536
23 | A.199 | Earthing (Chemical) with GI earthing pipe 20 mm 2.5 mtrs. Long | Set | 17 | 1080 | 18360
24 | A.351 | Earth clamp for earthwire (50 x 6 mm)[GALVANIZED] | Pair | 17 | 104.656 | 1779.152
25 | 133.1 | Danger Board 11KV | Nos. | 17 | 60.7581 | 1032.8871
A | Sub Total (in INR) |  |  |  |  | 267989.342
B | Sundries Charges including nut bolts, paint etc. (in INR) |  |  | @ | 3% | 8039.6803
C | Contigencies Charges (in INR) |  |  | @ | 3% | 8039.6803
D | Store Charges (in INR) |  |  | @ | 3% | 8039.6803
E | Transportation Cost (in INR) |  |  | @ | 4% | 10719.5737
F | T & P Cost (in INR) |  |  | @ | 2% | 5359.7868
G | Over head Cost (in INR) |  |  | @ | 10% | 26798.9342
H | Labour Cost (as per respective labour cost analysis sheet) (in INR) |  |  | Normal Soil |  | 163469.663
|  |  |  | Rocky Soil |  | 167036.2934
I | TOTAL (I = A+B+C+D+E+F+G+H) (in INR) |  |  | Normal Soil |  | 498456.3406
|  |  |  | Rocky Soil |  | 502022.971

## DSS 25 KVA
11/.433 KV DSS With 25 KVA Distribution Transformer
S.No. | Item Code | Material | Unit | Qty. | Rate (in INR) | Amount (in INR)
1 | 164.1 | PSC Pole 400 KG W.L (9 mtr.) | Nos. | 2 | 4754.7769 | 9509.5537
2 | 23.1 | ACSR Racoon conductor (80 sq. mm) | KMs | 0.3 | 38308.9712 | 11492.6914
3 | 123.1 | P G clamp for 80 sq.mm | Nos. | 6 | 39.2396 | 235.4375
4 | 101.1 | 11 KV pin Insulator with Pin( Polymer) | Nos. | 3 | 154.695 | 464.0849
5 | 102.1 | 11 KV disc Insulator Polymer 45 KN with H/W Fitting | Nos. | 3 | 229.0239 | 687.0716
6 | 4.1 | 11 KV 3 pin type AB switch 600 Amp | Set | 1 | 16189.1921 | 16189.1921
7 | 104.1 | 11 KV Lightening Arrestor S/stn.Type 9KV 10KA Heavy Duty | Nos. | 1 | 2003.6614 | 2003.6614
8 | 190.1 | 11/0.433 KV Distribution Transformer 25 KVA, 3 Star, Aluminium Winding, Stack type CRGO Core fitted | Nos. | 1 | 51833.1439 | 51833.1439
9 | A.300 | Clamp (50 x 6 mm Flat) for Top Channel [GALVANIZED] | Set | 4 | 182.466 | 729.864
10 | A.308 | Clamp (50 x 6 mm) for AB switch base channel [GALVANIZED] | Set of 2 Pair | 4 | 127.53 | 510.12
11 | A.346 | Stay clamp side/angle (50 x 10 mm) | Pair | 4 | 127.5495 | 510.198
12 | A.270 | MS Channel (100x50x6 mm) for 11 KV AB switch [GALVANIZED] | Set | 2 | 3495.5104 | 6991.0208
13 | A.268 | 11KV Top Channel (100x50x6) 9.56 kg per meter [GALVANIZED] | Set | 2 | 3495.5104 | 6991.0208
14 | A.352 | MS Angle for L T distribution bus (35 x 35 x6 mm) [GALVANIZED] | Set of 2 Pair | 1 | 1225.7834 | 1225.7834
15 | A.273 | Transformer Base Channel (100x50x6 mm) [GALVANIZED] | Set | 2 | 3495.5104 | 6991.0208
16 | A.314 | MS Channel (75x40x6 mm)for supporting H.G fuse & L.A [GALVANIZED] | Set | 2 | 2940.384 | 5880.768
17 | A.275 | Transformer belting (50x50x6 mm) & belting support (40x40x6 mm)[GALVANIZED] | Set | 2 | 2093.12 | 4186.24
18 | A.180 | Clamp (50 x 6 mm) for Transformer base channel [GALVANIZED] | Set | 4 | 141.2856 | 565.1424
19 | A.315 | Clamp (50 x 6 mm) for Transformer belting [ GALVANIZED] | Pair | 4 | 141.264 | 565.056
20 | A.316 | Clamp (50 x 6 mm) for LT bus & H.G fuse set [ GALVANIZED] | Pair | 4 | 58.86 | 235.44
21 | A.365 | Male female contact of 11 KV AB Switch 600 Amp | Set | 1 | 810.1075 | 810.1075
22 | 170.1 | Stay Set Complete for DSS with wire | Set | 1 | 651.3771 | 651.3771
23 | 17.1 | Aluminium binding wire | KG | 10 | 258.2224 | 2582.2244
24 | 18.1 | GI Wire No. 8 | KG | 10 | 72.8877 | 728.8773
25 | 122.1 | M S Nuts & Bolts of different size | KG | 20 | 75.2818 | 1505.6354
26 | 124.1 | Aluminium Tape | KG | 10 | 248.7518 | 2487.5177
27 | 119.1 | Stone Base plate for 11 DSS | Nos. | 2 | 281.7181 | 563.4363
28 | 136.1 | Anticlimbing Device(Barbed wire) | KG | 10 | 75.0029 | 750.0292
29 | 137.1 | Al paint | Ltrs. | 5 | 281.3652 | 1406.8261
30 | 138.1 | Red oxide paint | Ltrs. | 8 | 158.1174 | 1264.9395
31 | A.350 | MS Flat (75x40x6 mm)[ GALVANIZED] | KG | 10 | 156.984 | 1569.84
32 | A.351 | Earth clamp for earthwire (50 x 6 mm)[GALVANIZED] | Pair | 2 | 104.656 | 209.312
33 | A.199 | 11 KV Earthing (Chemical) with earthing pipe 20 mm 1.2 mtrs. Long | KG | 7 | 1080 | 7560
34 | 133.1 | Danger Board 11KV | Nos. | 2 | 60.7581 | 121.5161
A | Sub Total (in INR) |  |  |  |  | 150008.1493
B | Sundries Charges including nut bolts, paint etc. (in INR) |  |  | @ | 3% | 4500.2445
C | Contigencies Charges (in INR) |  |  | @ | 3% | 4500.2445
D | Store Charges (in INR) |  |  | @ | 3% | 4500.2445
E | Transportation Cost (in INR) |  |  | @ | 4% | 6000.326
F | T & P Cost (in INR) |  |  | @ | 2% | 3000.163
G | Over head Cost (in INR) |  |  | @ | 10% | 15000.8149
H | Labour Cost (as per respective labour cost analysis sheet) (in INR) |  |  | Normal Soil |  | 22546.1379
|  |  |  | Rocky Soil |  | 23083.3564
I | TOTAL (I = A+B+C+D+E+F+G+H) (in INR) |  |  | Normal Soil |  | 210056.3244
|  |  |  | Rocky Soil |  | 210593.543

## DSS 63 KVA
11/.433 KV DSS With 63 KVA Distribution Transformer
S.No. | Item Code | Material | Unit | Qty. | Rate (in INR) | Amount (in INR)
1 | 164.1 | PSC Pole 400 KG W.L (9 mtr.) | Nos. | 2 | 4754.7769 | 9509.5537
2 | 23.1 | ACSR Racoon conductor (80 sq. mm) | KMs | 0.2 | 38308.9712 | 7661.7942
3 | 123.1 | P G clamp for 80 sq.mm | Nos. | 6 | 39.2396 | 235.4375
4 | 101.1 | 11 KV pin Insulator with Pin( Polymer) | Nos. | 3 | 154.695 | 464.0849
5 | 102.1 | 11 KV disc Insulator Polymer 45 KN with H/W Fitting | Nos. | 3 | 229.0239 | 687.0716
6 | 4.1 | 11 KV 3 pin type AB switch 600 Amp | Set | 1 | 16189.1921 | 16189.1921
7 | 104.1 | 11 KV Lightening Arrestor S/stn.Type 9KV 10KA Heavy Duty | Nos. | 1 | 2003.6614 | 2003.6614
8 | 189.2 | 11/0.433 KV Distribution Transformer 63 KVA, Three Star, Aluminium Winding, Stack type, CRGO Core | Nos. | 1 | 84280.3348 | 84280.3348
9 | A.300 | Clamp (50 x 6 mm Flat) for Top Channel [GALVANIZED] | Set | 4 | 182.466 | 729.864
10 | A.308 | Clamp (50 x 6 mm) for AB switch base channel [GALVANIZED] | Set of 2 Pair | 4 | 127.53 | 510.12
11 | A.346 | Stay clamp side/angle (50 x 10 mm) | Pair | 4 | 127.5495 | 510.198
12 | A.270 | MS Channel (100x50x6 mm) for 11 KV AB switch [GALVANIZED] | Set | 2 | 3495.5104 | 6991.0208
13 | A.268 | 11KV Top Channel (100x50x6) 9.56 kg per meter [GALVANIZED] | Set | 2 | 3495.5104 | 6991.0208
14 | A.352 | MS Angle for L T distribution bus (35 x 35 x6 mm) [GALVANIZED] | Set of 2 Pair | 1 | 1225.7834 | 1225.7834
15 | A.273 | Transformer Base Channel (100x50x6 mm) [GALVANIZED] | Set | 2 | 3495.5104 | 6991.0208
16 | A.314 | MS Channel (75x40x6 mm)for supporting H.G fuse & L.A [GALVANIZED] | Set | 2 | 2940.384 | 5880.768
17 | A.275 | Transformer belting (50x50x6 mm) & belting support (40x40x6 mm)[GALVANIZED] | Set | 2 | 2093.12 | 4186.24
18 | A.180 | Clamp (50 x 6 mm) for Transformer base channel [GALVANIZED] | Set | 4 | 141.2856 | 565.1424
19 | A.315 | Clamp (50 x 6 mm) for Transformer belting [ GALVANIZED] | Pair | 4 | 141.264 | 565.056
20 | A.316 | Clamp (50 x 6 mm) for LT bus & H.G fuse set [ GALVANIZED] | Pair | 4 | 58.86 | 235.44
21 | A.365 | Male female contact of 11 KV AB Switch 600 Amp | Set | 1 | 810.1075 | 810.1075
22 | 170.1 | Stay Set Complete for DSS with wire | Set | 1 | 651.3771 | 651.3771
23 | 110.1 | LTCT Electronic Meter (100/5) 3 Phase 4 Wire with meter box, Class 1.0 accuracy | Nos. | 1 | 12400.76 | 12400.76
24 | A.37 | LT Distribution box suitable for 63 KVA transformer (200 A, isolator & 6 SP MCCB of 100 A) | Nos. | 1 | 14125.8417 | 14125.8417
25 | 17.1 | Aluminium binding wire | KG | 10 | 258.2224 | 2582.2244
26 | 18.1 | GI Wire No. 8 | KG | 10 | 72.8877 | 728.8773
27 | 122.1 | M S Nuts & Bolts of different size | KG | 20 | 75.2818 | 1505.6354
28 | 124.1 | Aluminium Tape | KG | 10 | 248.7518 | 2487.5177
29 | 119.1 | Stone Base plate for 11 KV,LT,D/S/S | Nos. | 2 | 281.7181 | 563.4363
30 | 136.1 | Anticlimbing Device(Barbed wire) | KG | 10 | 75.0029 | 750.0292
31 | 137.1 | Al paint | Ltrs. | 5 | 281.3652 | 1406.8261
32 | 138.1 | Red oxide paint | Ltrs. | 8 | 158.1174 | 1264.9395
33 | A.350 | MS Flat (75x40x6 mm)[ GALVANIZED] | KG | 10 | 156.984 | 1569.84
34 | A.351 | Earth clamp for earthwire (50 x 6 mm)[GALVANIZED] | Pair | 2 | 104.656 | 209.312
35 | A.199 | 11 KV Earthing (Chemical) with earthing pipe 20 mm 1.2 mtrs. Long | KG | 7 | 1080 | 7560
36 | 133.1 | Danger Board 11KV | Nos. | 2 | 60.7581 | 121.5161
A | Sub Total (in INR) |  |  |  |  | 205151.0448
B | Sundries Charges including nut bolts, paint etc. (in INR) |  |  | @ | 3% | 6154.5313
C | Contigencies Charges (in INR) |  |  | @ | 3% | 6154.5313
D | Store Charges (in INR) |  |  | @ | 3% | 6154.5313
E | Transportation Cost (in INR) |  |  | @ | 4% | 8206.0418
F | T & P Cost (in INR) |  |  | @ | 2% | 4103.0209
G | Over head Cost (in INR) |  |  | @ | 10% | 20515.1045
H | Labour Cost (as per respective labour cost analysis sheet) (in INR) |  |  | Normal Soil |  | 22546.1379
|  |  |  | Rocky Soil |  | 23083.3564
I | TOTAL (I = A+B+C+D+E+F+G+H) (in INR) |  |  | Normal Soil |  | 278984.9439
|  |  |  | Rocky Soil |  | 279522.1624

## DSS 100 KVA
11/.433 KV DSS With 100 KVA Distribution Transformer
S.No. | Item Code | Material | Unit | Qty. | Rate (in INR) | Amount (in INR)
1 | 164.1 | PSC Pole 400 KG W.L (9 mtr.) | Nos. | 2 | 4754.7769 | 9509.5537
2 | 23.1 | ACSR Racoon conductor (80 sq. mm) | KMs | 0.2 | 38308.9712 | 7661.7942
3 | 123.1 | P G clamp for 80 sq.mm | Nos. | 6 | 39.2396 | 235.4375
4 | 101.1 | 11 KV pin Insulator with Pin( Polymer) | Nos. | 3 | 154.695 | 464.0849
5 | 102.1 | 11 KV disc Insulator Polymer 45 KN with H/W Fitting | Nos. | 3 | 229.0239 | 687.0716
6 | 4.1 | 11 KV 3 pin type AB switch 600 Amp | Set | 1 | 16189.1921 | 16189.1921
7 | 104.1 | 11 KV Lightening Arrestor S/stn.Type 9KV 10KA Heavy Duty | Nos. | 1 | 2003.6614 | 2003.6614
8 | 188.2 | 11/0.433 KV Distribution Transformer 100 KVA, Three Star, Aluminium Winding, Stack type CRGO Core | Nos. | 1 | 106000 | 106000
9 | A.300 | Clamp (50 x 6 mm Flat) for Top Channel [GALVANIZED] | Set | 4 | 182.466 | 729.864
10 | A.308 | Clamp (50 x 6 mm) for AB switch base channel [GALVANIZED] | Set of 2 Pair | 4 | 127.53 | 510.12
11 | A.346 | Stay clamp side/angle (50 x 10 mm) | Pair | 4 | 127.5495 | 510.198
12 | A.270 | MS Channel (100x50x6 mm) for 11 KV AB switch [GALVANIZED] | Set | 2 | 3495.5104 | 6991.0208
13 | A.268 | 11KV Top Channel (100x50x6) 9.56 kg per meter [GALVANIZED] | Set | 2 | 3495.5104 | 6991.0208
14 | A.352 | MS Angle for L T distribution bus (35 x 35 x6 mm) [GALVANIZED] | Set of 2 Pair | 1 | 1225.7834 | 1225.7834
15 | A.273 | Transformer Base Channel (100x50x6 mm) [GALVANIZED] | Set | 2 | 3495.5104 | 6991.0208
16 | A.314 | MS Channel (75x40x6 mm)for supporting H.G fuse & L.A [GALVANIZED] | Set | 2 | 2940.384 | 5880.768
17 | A.275 | Transformer belting (50x50x6 mm) & belting support (40x40x6 mm)[GALVANIZED] | Set | 2 | 2093.12 | 4186.24
18 | A.180 | Clamp (50 x 6 mm) for Transformer base channel [GALVANIZED] | Set | 4 | 141.2856 | 565.1424
19 | A.315 | Clamp (50 x 6 mm) for Transformer belting [ GALVANIZED] | Pair | 4 | 141.264 | 565.056
20 | A.316 | Clamp (50 x 6 mm) for LT bus & H.G fuse set [ GALVANIZED] | Pair | 4 | 58.86 | 235.44
21 | A.365 | Male female contact of 11 KV AB Switch 600 Amp | Set | 1 | 810.1075 | 810.1075
22 | 170.1 | Stay Set Complete for DSS with wire | Set | 1 | 651.3771 | 651.3771
23 | 110.1 | LTCT Electronic Meter (100/5) 3 Phase 4 Wire with meter box, Class 1.0 accuracy | Nos. | 1 | 12400.76 | 12400.76
24 | A.38 | LT Distribution box suitable for 100 KVA transformer (200 A, isolator & 6 SP MCCB of 200 A) | Nos. | 1 | 17657.8155 | 17657.8155
25 | 17.1 | Aluminium binding wire | KG | 10 | 258.2224 | 2582.2244
26 | 18.1 | GI Wire No. 8 | KG | 10 | 72.8877 | 728.8773
27 | 122.1 | M S Nuts & Bolts of different size | KG | 20 | 75.2818 | 1505.6354
28 | 124.1 | Aluminium Tape | KG | 10 | 248.7518 | 2487.5177
29 | 119.1 | Stone Base plate for 11 KV,LT,D/S/S | Nos. | 2 | 281.7181 | 563.4363
30 | 136.1 | Anticlimbing Device(Barbed wire) | KG | 10 | 75.0029 | 750.0292
31 | 137.1 | Al paint | Ltrs. | 5 | 281.3652 | 1406.8261
32 | 138.1 | Red oxide paint | Ltrs. | 8 | 158.1174 | 1264.9395
33 | A.350 | MS Flat (75x40x6 mm)[ GALVANIZED] | KG | 10 | 156.984 | 1569.84
34 | A.351 | Earth clamp for earthwire (50 x 6 mm)[GALVANIZED] | Pair | 2 | 104.656 | 209.312
35 | A.199 | 11 KV Earthing (Chemical) with earthing pipe 20 mm 1.2 mtrs. Long | Nos. | 7 | 1080 | 7560
36 | 133.1 | Danger Board 11KV | Nos. | 2 | 60.7581 | 121.5161
A | Sub Total (in INR) |  |  |  |  | 230402.6838
B | Sundries Charges including nut bolts, paint etc. (in INR) |  |  | @ | 3% | 6912.0805
C | Contigencies Charges (in INR) |  |  | @ | 3% | 6912.0805
D | Store Charges (in INR) |  |  | @ | 3% | 6912.0805
E | Transportation Cost (in INR) |  |  | @ | 4% | 9216.1074
F | T & P Cost (in INR) |  |  | @ | 2% | 4608.0537
G | Over head Cost (in INR) |  |  | @ | 10% | 23040.2684
H | Labour Cost (as per respective labour cost analysis sheet) (in INR) |  |  | Normal Soil |  | 22546.1379
|  |  |  | Rocky Soil |  | 23083.3564
I | TOTAL (I = A+B+C+D+E+F+G+H) (in INR) |  |  | Normal Soil |  | 310549.4927
|  |  |  | Rocky Soil |  | 311086.7112

## DSS 200 KVA
11/.433 KV DSS With 200 KVA Distribution Transformer
S.No. | Item Code | Material | Unit | Qty. | Rate (in INR) | Amount (in INR)
1 | 164.1 | PSC Pole 400 KG W.L (9 mtr.) | Nos. | 2 | 4754.7769 | 9509.5537
2 | 23.1 | ACSR Racoon conductor (80 sq. mm) | KMs | 0.2 | 38308.9712 | 7661.7942
3 | 123.1 | P G clamp for 80 sq.mm | Nos. | 6 | 39.2396 | 235.4375
4 | 101.1 | 11 KV pin Insulator with Pin( Polymer) | Nos. | 3 | 154.695 | 464.0849
5 | 102.1 | 11 KV disc Insulator Polymer 45 KN with H/W Fitting | Nos. | 3 | 229.0239 | 687.0716
6 | 4.1 | 11 KV 3 pin type AB switch 600 Amp | Set | 1 | 16189.1921 | 16189.1921
7 | 104.1 | 11 KV Lightening Arrestor S/stn.Type 9KV 10KA Heavy Duty | Nos. | 1 | 2003.6614 | 2003.6614
8 | 187.3 | 11/0.433 KV Distribution Transformer 200 KVA, three Star, Aluminium Winding, Stack type CRGO Core | Nos. | 1 | 175461.8516 | 175461.8516
9 | A.300 | Clamp (50 x 6 mm Flat) for Top Channel [GALVANIZED] | Set | 4 | 182.466 | 729.864
10 | A.308 | Clamp (50 x 6 mm) for AB switch base channel [GALVANIZED] | Set of 2 Pair | 4 | 127.53 | 510.12
11 | A.346 | Stay clamp side/angle (50 x 10 mm) | Pair | 4 | 127.5495 | 510.198
12 | A.270 | MS Channel (100x50x6 mm) for 11 KV AB switch [GALVANIZED] | Set | 2 | 3495.5104 | 6991.0208
13 | A.268 | 11KV Top Channel (100x50x6) 9.56 kg per meter [GALVANIZED] | Set | 2 | 3495.5104 | 6991.0208
14 | A.352 | MS Angle for L T distribution bus (35 x 35 x6 mm) [GALVANIZED] | Set of 2 Pair | 1 | 1225.7834 | 1225.7834
15 | A.273 | Transformer Base Channel (100x50x6 mm) [GALVANIZED] | Set | 2 | 3495.5104 | 6991.0208
16 | A.314 | MS Channel (75x40x6 mm)for supporting H.G fuse & L.A [GALVANIZED] | Set | 2 | 2940.384 | 5880.768
17 | A.275 | Transformer belting (50x50x6 mm) & belting support (40x40x6 mm)[GALVANIZED] | Set | 2 | 2093.12 | 4186.24
18 | A.180 | Clamp (50 x 6 mm) for Transformer base channel [GALVANIZED] | Set | 4 | 141.2856 | 565.1424
19 | A.315 | Clamp (50 x 6 mm) for Transformer belting [ GALVANIZED] | Pair | 4 | 141.264 | 565.056
20 | A.316 | Clamp (50 x 6 mm) for LT bus & H.G fuse set [ GALVANIZED] | Pair | 4 | 58.86 | 235.44
21 | A.365 | Male female contact of 11 KV AB Switch 600 Amp | Set | 1 | 810.1075 | 810.1075
22 | 170.1 | Stay Set Complete for DSS with wire | Set | 1 | 651.3771 | 651.3771
23 | 109.1 | LTCT Electronic Meter (150/5) 3 Phase 4 Wire with meter box, Class 1.0 accuracy | Nos. | 1 | 11360.6451 | 11360.6451
24 | A.39 | LT Distribution box suitable for 200 KVA transformer (400 A, isolator & 6 SP MCCB of 120 A) | Nos. | 1 | 35315.5284 | 35315.5284
25 | 17.1 | Aluminium binding wire | KG | 10 | 258.2224 | 2582.2244
26 | 18.1 | GI Wire No. 8 | KG | 10 | 72.8877 | 728.8773
27 | 122.1 | M S Nuts & Bolts of different size | KG | 20 | 75.2818 | 1505.6354
28 | 124.1 | Aluminium Tape | KG | 10 | 248.7518 | 2487.5177
29 | 119.1 | Stone Base plate for 11 KV,LT,D/S/S | Nos. | 2 | 281.7181 | 563.4363
30 | 136.1 | Anticlimbing Device(Barbed wire) | KG | 10 | 75.0029 | 750.0292
31 | 137.1 | Al paint | Ltrs. | 5 | 281.3652 | 1406.8261
32 | 138.1 | Red oxide paint | Ltrs. | 8 | 158.1174 | 1264.9395
33 | A.350 | MS Flat (75x40x6 mm)[ GALVANIZED] | KG | 10 | 156.984 | 1569.84
34 | A.351 | Earth clamp for earthwire (50 x 6 mm)[GALVANIZED] | Pair | 2 | 104.656 | 209.312
35 | A.199 | 11 KV Earthing (Chemical) with earthing pipe 20 mm 1.2 mtrs. Long | Nos. | 7 | 1080 | 7560
36 | 133.1 | Danger Board 11KV | Nos. | 2 | 60.7581 | 121.5161
A | Sub Total (in INR) |  |  |  |  | 316482.1334
B | Sundries Charges including nut bolts, paint etc. (in INR) |  |  | @ | 3% | 9494.464
C | Contigencies Charges (in INR) |  |  | @ | 3% | 9494.464
D | Store Charges (in INR) |  |  | @ | 3% | 9494.464
E | Transportation Cost (in INR) |  |  | @ | 4% | 12659.2853
F | T & P Cost (in INR) |  |  | @ | 2% | 6329.6427
G | Over head Cost (in INR) |  |  | @ | 10% | 31648.2133
H | Labour Cost (as per respective labour cost analysis sheet) (in INR) |  |  | Normal Soil |  | 22546.1379
|  |  |  | Rocky Soil |  | 23083.3564
I | TOTAL (I = A+B+C+D+E+F+G+H) (in INR) |  |  | Normal Soil |  | 418148.8046
|  |  |  | Rocky Soil |  | 418686.0231

## DSS 315 KVA
11/.433 KV DSS With 315 KVA Distribution Transformer
S.No. | Item Code | Material | Unit | Qty. | Rate (in INR) | Amount (in INR)
1 | 164.1 | PSC Pole 400 KG W.L (9 mtr.) | Nos. | 2 | 4754.7769 | 9509.5537
2 | 23.1 | ACSR Racoon conductor (80 sq. mm) | KMs | 0.2 | 38308.9712 | 7661.7942
3 | 123.1 | P G clamp for 80 sq.mm | Nos. | 6 | 39.2396 | 235.4375
4 | 101.1 | 11 KV pin Insulator with Pin( Polymer) | Nos. | 3 | 154.695 | 464.0849
5 | 102.1 | 11 KV disc Insulator Polymer 45 KN with H/W Fitting | Nos. | 3 | 229.0239 | 687.0716
6 | 4.1 | 11 KV 3 pin type AB switch 600 Amp | Set | 1 | 16189.1921 | 16189.1921
7 | 104.1 | 11 KV Lightening Arrestor S/stn.Type 9KV 10KA Heavy Duty | Nos. | 1 | 2003.6614 | 2003.6614
8 | 186.1 | 11/0.433 KV Distribution Transformer 315 KVA, three Star, Copper Winding, Stack type CRGO Core fitted ONAN | Nos. | 1 | 272121.1319 | 272121.1319
9 | A.300 | Clamp (50 x 6 mm Flat) for Top Channel [GALVANIZED] | Set | 4 | 182.466 | 729.864
10 | A.308 | Clamp (50 x 6 mm) for AB switch base channel [GALVANIZED] | Set of 2 Pair | 4 | 127.53 | 510.12
11 | A.346 | Stay clamp side/angle (50 x 10 mm) | Pair | 4 | 127.5495 | 510.198
12 | A.270 | MS Channel (100x50x6 mm) for 11 KV AB switch [GALVANIZED] | Set | 2 | 3495.5104 | 6991.0208
13 | A.268 | 11KV Top Channel (100x50x6) 9.56 kg per meter [GALVANIZED] | Set | 2 | 3495.5104 | 6991.0208
14 | A.352 | MS Angle for L T distribution bus (35 x 35 x6 mm) [GALVANIZED] | Set of 2 Pair | 1 | 1225.7834 | 1225.7834
15 | A.273 | Transformer Base Channel (100x50x6 mm) [GALVANIZED] | Set | 2 | 3495.5104 | 6991.0208
16 | A.314 | MS Channel (75x40x6 mm)for supporting H.G fuse & L.A [GALVANIZED] | Set | 2 | 2940.384 | 5880.768
17 | A.275 | Transformer belting (50x50x6 mm) & belting support (40x40x6 mm)[GALVANIZED] | Set | 2 | 2093.12 | 4186.24
18 | A.180 | Clamp (50 x 6 mm) for Transformer base channel [GALVANIZED] | Set | 4 | 141.2856 | 565.1424
19 | A.315 | Clamp (50 x 6 mm) for Transformer belting [ GALVANIZED] | Pair | 4 | 141.264 | 565.056
20 | A.316 | Clamp (50 x 6 mm) for LT bus & H.G fuse set [ GALVANIZED] | Pair | 4 | 58.86 | 235.44
21 | A.365 | Male female contact of 11 KV AB Switch 600 Amp | Set | 1 | 810.1075 | 810.1075
22 | 170.1 | Stay Set Complete for DSS with wire | Set | 1 | 651.3771 | 651.3771
23 | 109.1 | LTCT Electronic Meter (150/5) 3 Phase 4 Wire with meter box, Class 1.0 accuracy | Nos. | 1 | 11360.6451 | 11360.6451
24 | A.39 | LT Distribution box suitable for 200 KVA transformer (400 A, isolator & 6 SP MCCB of 120 A) | Nos. | 1 | 35315.5284 | 35315.5284
25 | 17.1 | Aluminium binding wire | KG | 10 | 258.2224 | 2582.2244
26 | 18.1 | GI Wire No. 8 | KG | 10 | 72.8877 | 728.8773
27 | 122.1 | M S Nuts & Bolts of different size | KG | 20 | 75.2818 | 1505.6354
28 | 124.1 | Aluminium Tape | KG | 10 | 248.7518 | 2487.5177
29 | 119.1 | Stone Base plate for 11 KV,LT,D/S/S | Nos. | 2 | 281.7181 | 563.4363
30 | 136.1 | Anticlimbing Device(Barbed wire) | KG | 10 | 75.0029 | 750.0292
31 | 137.1 | Al paint | Ltrs. | 5 | 281.3652 | 1406.8261
32 | 138.1 | Red oxide paint | Ltrs. | 8 | 158.1174 | 1264.9395
33 | A.350 | MS Flat (75x40x6 mm)[ GALVANIZED] | KG | 10 | 156.984 | 1569.84
34 | A.351 | Earth clamp for earthwire (50 x 6 mm)[GALVANIZED] | Pair | 2 | 104.656 | 209.312
35 | A.199 | 11 KV Earthing (Chemical) with earthing pipe 20 mm 1.2 mtrs. Long | Nos. | 7 | 1080 | 7560
36 | 133.1 | Danger Board 11KV | Nos. | 2 | 60.7581 | 121.5161
A | Sub Total (in INR) |  |  |  |  | 413141.4137
B | Sundries Charges including nut bolts, paint etc. (in INR) |  |  | @ | 3% | 12394.2424
C | Contigencies Charges (in INR) |  |  | @ | 3% | 12394.2424
D | Store Charges (in INR) |  |  | @ | 3% | 12394.2424
E | Transportation Cost (in INR) |  |  | @ | 4% | 16525.6565
F | T & P Cost (in INR) |  |  | @ | 2% | 8262.8283
G | Over head Cost (in INR) |  |  | @ | 10% | 41314.1414
H | Labour Cost (as per respective labour cost analysis sheet) (in INR) |  |  | Normal Soil |  | 24426.0135
|  |  |  | Rocky Soil |  | 24963.232
I | TOTAL (I = A+B+C+D+E+F+G+H) (in INR) |  |  | Normal Soil |  | 540852.7806
|  |  |  | Rocky Soil |  | 541389.9992

## DSS 500 KVA
11/.433 KV DSS With 500 KVA Distribution Transformer
S.No. | Item Code | Material | Unit | Qty. | Rate (in INR) | Amount (in INR)
1 | 164.1 | PSC Pole 400 KG W.L (9 mtr.) | Nos. | 2 | 4754.7769 | 9509.5537
2 | A.268 | 11KV Top Channel (100x50x6) 9.56 kg per meter [GALVANIZED] | Set | 2 | 3495.5104 | 6991.0208
3 | A.300 | Clamp (50 x 6 mm Flat) for Top Channel [GALVANIZED] | Set | 4 | 182.466 | 729.864
4 | 104.1 | 11 KV Lightening Arrestor S/stn.Type 9KV 10KA Heavy Duty | Nos. | 1 | 2003.6614 | 2003.6614
5 | A.314 | MS Channel (75x40x6 mm)for supporting L.A [GALVANIZED] | Set | 1 | 2940.384 | 2940.384
6 | 123.1 | P G clamp for 80 sq.mm | Nos. | 6 | 39.2396 | 235.4375
7 | 4.1 | 11 KV 3 pin type AB switch 600 Amp | Set | 1 | 16189.1921 | 16189.1921
8 | A.270 | MS Channel (100x50x6 mm) for 11 KV AB switch [GALVANIZED] | Set | 2 | 3495.5104 | 6991.0208
9 | A.308 | Clamp (50 x 6 mm) for AB switch base channel [GALVANIZED] | Set of 2 Pair | 4 | 127.53 | 510.12
10 | 82.1 | 11 KV H.G. fuse set | Set | 1 | 3456.1211 | 3456.1211
11 | A.314 | MS Channel (75x40x6 mm)for supporting H.G fuse [GALVANIZED] | Set | 1 | 2940.384 | 2940.384
12 | A.316 | Clamp (50 x 6 mm) for H.G fuse set [ GALVANIZED] | Pair | 4 | 58.86 | 235.44
13 | 23.1 | ACSR Racoon conductor (80 sq. mm) | KMs | 0.2 | 38308.9712 | 7661.7942
14 | 101.1 | 11 KV pin Insulator with Pin( Polymer) | Nos. | 6 | 154.695 | 928.1699
15 | 102.1 | 11 KV disc Insulator Polymer 45 KN with H/W Fitting | Nos. | 6 | 229.0239 | 1374.1432
16 | 185.1 | 11/0.433 KV Distribution Transformer 500 KVA, Aluminium wound | Nos. | 1 | 455388.6407 | 455388.6407
17 | 108.1 | LTCT Electronic Meter (200/5) 3 Phase 4 Wire with meter box, Class 1.0 accuracy | Nos. | 1 | 11126.2822 | 11126.2822
18 | A.230 | LT Distribution box suitable for 500 KVA transformer (800 A, isolator & 12 SP MCCB of 160 A) | Nos. | 1 | 58737.2149 | 58737.2149
19 | 17.1 | Aluminium binding wire | KG | 10 | 258.2224 | 2582.2244
20 | 18.1 | GI Wire No. 8 | KG | 10 | 72.8877 | 728.8773
21 | 122.1 | M S Nuts & Bolts of different size | KG | 20 | 75.2818 | 1505.6354
22 | 124.1 | Aluminium Tape | KG | 10 | 248.7518 | 2487.5177
23 | 119.1 | Stone Base plate for 11 KV | Nos. | 2 | 281.7181 | 563.4363
24 | 136.1 | Anticlimbing Device(Barbed wire) | KG | 10 | 75.0029 | 750.0292
25 | 137.1 | Al paint | Ltrs. | 5 | 281.3652 | 1406.8261
26 | 138.1 | Red oxide paint | Ltrs. | 8 | 158.1174 | 1264.9395
27 | A.199 | 11 KV Earthing (Chemical) with earthing pipe 20 mm 1.2 mtrs. Long | Nos. | 7 | 1080 | 7560
28 | 133.1 | Danger Board 11KV | Nos. | 2 | 60.7581 | 121.5161
A | Sub Total (in INR) |  |  |  |  | 606919.4465
B | Sundries Charges including nut bolts, paint etc. (in INR) |  |  | @ | 3% | 18207.5834
C | Contigencies Charges (in INR) |  |  | @ | 3% | 18207.5834
D | Store Charges (in INR) |  |  | @ | 3% | 18207.5834
E | Transportation Cost (in INR) |  |  | @ | 4% | 24276.7779
F | T & P Cost (in INR) |  |  | @ | 2% | 12138.3889
G | Over head Cost (in INR) |  |  | @ | 10% | 60691.9447
H | Labour Cost (as per respective labour cost analysis sheet) (in INR) |  |  | Normal Soil |  | 44835.3761
|  |  |  | Rocky Soil |  | 45372.5947
I | TOTAL (I = A+B+C+D+E+F+G+H) (in INR) |  |  | Normal Soil |  | 803484.6843
|  |  |  | Rocky Soil |  | 804021.9028

## LT_Weasel_34sq
1 KM LT Line of 34 sq mm (Weasel) conductor with 50 Mtr Average span
S.No. | Item Code | Material | Unit | Qty. | Rate (in INR) | Amount (in INR)
1 | 165.1 | PSC Pole 200 KG W.L (8 mtr.) | Nos. | 20 | 2676.3844 | 53527.6886
2 | 24.1 | ACSR weasel conductor (34 sq. mm) | KMs | 4.2 | 20151.4241 | 84635.9814
3 | 95.1 | LT Pin insulator with Pin | Nos. | 80 | 49.9678 | 3997.4277
4 | 97.1 | LT Shackle insulator with strip | Set | 8 | 38.8106 | 310.4851
5 | A.353 | LT Angle Bracket (35x35x6 mm)[GALVANIZED] | Set | 20 | 245.2875 | 4905.75
6 | A.357 | "U" clamp (40 x 6 mm)[GALVANIZED] | Nos. | 80 | 39.246 | 3139.68
7 | 120.1 | LT Phase Seperator | Set | 95 | 34.8962 | 3315.1399
8 | A.356 | LT Back clamp (50 x 6 mm) for LT angle[GALVANIZED] | Pair | 22 | 65.41 | 1439.02
9 | A.352 | MS Angle for LT Distribution bus (35x35x6 mm) 1 set for 2 pair[GALVANIZED] | Set of 2 Pair | 40 | 1225.7834 | 49031.336
10 | A.267 | MS Angle (65x65x6 mm) for guarding of 33 KV, 11 KV, L.T line[GALVANIZED] | KG | 176 | 695.9624 | 122489.3824
11 | 172.1 | LT Stay set complete (1700x16 mm) with stay wire 7/12 SWG | Set | 8 | 599.4796 | 4795.8364
12 | A.347 | Angle/side Stay Clamp ( 50x6 mm) for 8 mtr 200kg PSC Pole[GALVANIZED] | Pair | 16 | 107.9265 | 1726.824
13 | A.41 | LT Stay Insulator | Nos. | 8 | 9.3045 | 74.4356
14 | 133.1 | Danger Board LT | Nos. | 20 | 60.7581 | 1215.1613
15 | 17.1 | Aluminium binding wire | KG | 5 | 258.2224 | 1291.1122
16 | 19.1 | GI Stay Wire No. 7/10, 7/12, 7/14, 7/16 | KG | 100 | 73.1409 | 7314.0893
17 | 122.1 | M S Nuts & Bolts of different size | KG | 15 | 75.2818 | 1129.2266
18 | 124.1 | Aluminium Tape | KG | 2 | 248.7518 | 497.5035
19 | 119.1 | Stone Base plate for LT | Nos. | 28 | 281.7181 | 7888.1081
20 | 136.1 | Anticlimbing Device(Barbed wire) | KG | 5 | 75.0029 | 375.0146
A | Sub Total (in INR) |  |  |  |  | 353099.2029
B | Sundries Charges including nut bolts, paint etc. (in INR) |  |  | @ | 3% | 10592.9761
C | Contigencies Charges (in INR) |  |  | @ | 3% | 10592.9761
D | Store Charges (in INR) |  |  | @ | 3% | 10592.9761
E | Transportation Cost (in INR) |  |  | @ | 4% | 14123.9681
F | T & P Cost (in INR) |  |  | @ | 2% | 7061.9841
G | Over head Cost (in INR) |  |  | @ | 10% | 35309.9203
H | Labour Cost (as per respective labour cost analysis sheet) (in INR) |  |  | Normal Soil |  | 128615.2156
|  |  |  | Rocky Soil |  | 132443.3166
I | TOTAL (I = A+B+C+D+E+F+G+H) (in INR) |  |  | Normal Soil |  | 569989.2192
|  |  |  | Rocky Soil |  | 573817.3201

## LT_Rabbit_55sq
1 KM LT Line of 55 sq mm (Rabbit) conductor with 50 Mtr Average span
S.No. | Item Code | Material | Unit | Qty. | Rate (in INR) | Amount (in INR)
1 | 165.1 | PSC Pole 200 KG W.L (8 mtr.) | Nos. | 20 | 2676.3844 | 53527.6886
2 | A.183 | ACSR Rabbit conductor (55 sq. mm) | KMs | 4.2 | 28083.94 | 117952.548
3 | 95.1 | LT Pin insulator with Pin | Nos. | 80 | 49.9678 | 3997.4277
4 | 97.1 | LT Shackle insulator with strip | Set | 8 | 38.8106 | 310.4851
5 | A.353 | LT Angle Bracket (35x35x6 mm)[GALVANIZED] | Set | 20 | 245.2875 | 4905.75
6 | A.357 | "U" clamp (40 x 6 mm)[GALVANIZED] | Nos. | 80 | 39.246 | 3139.68
7 | 120.1 | LT Phase Seperator | Set | 95 | 34.8962 | 3315.1399
8 | A.356 | LT Back clamp (50 x 6 mm) for LT angle[GALVANIZED] | Pair | 22 | 65.41 | 1439.02
9 | A.352 | MS Angle for LT Distribution bus (35x35x6 mm) 1 set for 2 pair[GALVANIZED] | Set of 2 Pair | 40 | 1225.7834 | 49031.336
10 | A.267 | MS Angle (65x65x6 mm) for guarding of 33 KV, 11 KV, L.T line[GALVANIZED] | KG | 176 | 695.9624 | 122489.3824
11 | 172.1 | LT Stay set complete (1700x16 mm) with stay wire 7/12 SWG | Set | 8 | 599.4796 | 4795.8364
12 | A.347 | Angle/side Stay Clamp ( 50x6 mm) for 8 mtr 200kg PSC Pole[GALVANIZED] | Pair | 16 | 107.9265 | 1726.824
13 | A.41 | LT Stay Insulator | Nos. | 8 | 9.3045 | 74.4356
14 | 133.1 | Danger Board LT | Nos. | 20 | 60.7581 | 1215.1613
15 | 17.1 | Aluminium binding wire | KG | 5 | 258.2224 | 1291.1122
16 | 19.1 | GI Stay Wire No. 7/10, 7/12, 7/14, 7/16 | KG | 100 | 73.1409 | 7314.0893
17 | 122.1 | M S Nuts & Bolts of different size | KG | 15 | 75.2818 | 1129.2266
18 | 124.1 | Aluminium Tape | KG | 2 | 248.7518 | 497.5035
19 | 119.1 | Stone Base plate for LT | Nos. | 28 | 281.7181 | 7888.1081
20 | 136.1 | Anticlimbing Device(Barbed wire) | KG | 5 | 75.0029 | 375.0146
A | Sub Total (in INR) |  |  |  |  | 386415.7695
B | Sundries Charges including nut bolts, paint etc. (in INR) |  |  | @ | 3% | 11592.4731
C | Contigencies Charges (in INR) |  |  | @ | 3% | 11592.4731
D | Store Charges (in INR) |  |  | @ | 3% | 11592.4731
E | Transportation Cost (in INR) |  |  | @ | 4% | 15456.6308
F | T & P Cost (in INR) |  |  | @ | 2% | 7728.3154
G | Over head Cost (in INR) |  |  | @ | 10% | 38641.5769
H | Labour Cost (as per respective labour cost analysis sheet) (in INR) |  |  | Normal Soil |  | 133796.0538
|  |  |  | Rocky Soil |  | 137624.1548
I | TOTAL (I = A+B+C+D+E+F+G+H) (in INR) |  |  | Normal Soil |  | 616815.7657
|  |  |  | Rocky Soil |  | 620643.8666

## 11KV 95sq mm OH AB
1 KM 11KV Overhead Line on 9 mtr PSC Pole 11 KV XLPE HT AB Cable 3Cx95mm2+80mm2 bare messenger
Sr No. | Item Code | Description of item of Work | Unit | Qty. | Rate (in INR) | Amount (in INR)
1 | 164.1 | PSC Pole 400 KG W.L (9 mtr.) | Nos. | 20 | 4754.7769 | 95095.5373
2 | A.71 | 11 KV XLPE HT AB Cable 3Cx95mm2+80mm2 bare messenger | KM | 1 | 497574 | 497574
3 | A.251 | Suspension Clamp Suitable for 35 -95 Sqmm Bare Messenger (Including 1 No. Suspension Clamp with Bracket + 1.5 Mtr SS Strap + 2 Nos. SS buckle) | Nos. | 18 | 437.34 | 7872.12
4 | A.257 | Dead End Clamp Suitable for 70 -95 Sqmm Insulated Messenger (Including 1 No. Dead End Bracket + 1 No. Dead End + 1.5 Mtr SS Strap + 2 Nos. SS buckle) | Nos. | 2 | 542.87 | 1085.74
5 | A.42 | LT AB Cable accessory, 1.1Mtr. Stainless steel strap IF207(20x0.7) | Mtrs. | 10 | 31.7478 | 317.4781
6 | 170.1 | Stay set complete (1800x16 mm) with staywire 7/10 SWG 8 kgs & guy Insulator) | Set | 8 | 651.3771 | 5211.0165
7 | A.346 | 11 KV Angle stay clamp (50 x 10 mm) [GALVANIZED] | Set | 8 | 127.5495 | 1020.396
8 | 19.1 | GI Stay Wire No. 7/10 | KG | 60 | 73.1409 | 4388.4536
9 | A.247 | Buckle for strap | Nos. | 20 | 6.8787 | 137.5739
10 | A.240 | Pre insulated mid span joint suitable 95 mm2 Phases | Nos. | 3 | 132.0462 | 396.1387
11 | A.245 | Insulation piercing connector branching suitable for T Joints | Nos. | 75 | 97.4627 | 7309.7027
12 | A.262 | Service main anchor clamp for proper support of service cable(4mm2 and 10 mm2) | Nos. | 30 | 63.4956 | 1904.8688
13 | A.199 | 11 KV Earthing (Chemical) with earthing pipe 20 mm 1.2 mtrs. Long | Set | 25 | 1080 | 27000
A | Sub Total (in INR) |  |  |  |  | 649313.0257
B | Sundries Charges including nut bolts, paint etc. (in INR) |  |  | @ | 3% | 19479.3908
C | Contigencies Charges (in INR) |  |  | @ | 3% | 19479.3908
D | Store Charges (in INR) |  |  | @ | 3% | 19479.3908
E | Transportation Cost (in INR) |  |  | @ | 4% | 25972.521
F | T & P Cost (in INR) |  |  | @ | 2% | 12986.2605
G | Over head Cost (in INR) |  |  | @ | 10% | 64931.3026
H | Labour Cost (as per respective labour cost analysis sheet) (in INR) |  |  | Normal Soil |  | 113690.3319
|  |  |  | Rocky Soil |  | 117518.4328
I | TOTAL (I = A+B+C+D+E+F+G+H) (in INR) |  |  | Normal Soil |  | 925331.614
|  |  |  | Rocky Soil |  | 929159.7149

## 11KV 50 sq mm OH AB
1 KM 11KV Overhead Line on 9 mtr PSC Pole11 KV XLPE HT AB Cable 3Cx50mm2+70mm2 bare messenger
Sr No. | Item Code | Description of item of Work | Unit | Qty. | Rate (in INR) | Amount (in INR)
1 | 164.1 | PSC Pole 400 KG W.L (9 mtr.) | Nos. | 20 | 4754.7769 | 95095.5373
2 | A.69 | 11 KV XLPE HT AB Cable 3Cx50mm2+70mm2 bare messenger | KM | 1 | 359260 | 359260
3 | A.249 | Suspension Clamp Suitable for 25 -70 Sqmm BareMessenger (Including 1 No. Suspension Clamp with Bracket + 1.5 Mtr SS Strap + 2 Nos. SS buckle) | Nos. | 18 | 413.89 | 7450.02
4 | A.255 | Dead End Clamp Suitable for 25 -50 Sqmm Bare Messenger (Including 1 No. Dead End Bracket + 1 No. Dead End + 1.5 Mtr SS Strap + 2 Nos. SS buckle) | Nos. | 2 | 507.69 | 1015.38
5 | A.42 | AB Cable accessory, 1.1Mtr. Stainless steel strap IF207(20x0.7) | Mtrs. | 10 | 31.7478 | 317.4781
6 | 170.1 | Stay set complete (1800x16 mm) with staywire 7/10 SWG 8 kgs & guy Insulator) | Set | 8 | 651.3771 | 5211.0165
7 | A.346 | 11 KV Angle stay clamp (50 x 10 mm) [GALVANIZED] | Set | 8 | 127.5495 | 1020.396
8 | 19.1 | GI Stay Wire No. 7/10 | KG | 60 | 73.1409 | 4388.4536
9 | A.247 | Buckle for strap | Nos. | 20 | 6.8787 | 137.5739
10 | A.239 | Pre insulated mid span joint suitable 50 mm2 phases | Nos. | 3 | 115.2785 | 345.8354
11 | A.245 | Insulation piercing connector branching suitable for T Joints | Nos. | 75 | 97.4627 | 7309.7027
12 | A.262 | Service main anchor clamp for proper support of service cable(4mm2 and 10 mm2) | Nos. | 30 | 63.4956 | 1904.8688
13 | A.199 | 11 KV Earthing (Chemical) with earthing pipe 20 mm 1.2 mtrs. Long | Set | 25 | 1080 | 27000
A | Sub Total (in INR) |  |  |  |  | 510456.2623
B | Sundries Charges including nut bolts, paint etc. (in INR) |  |  | @ | 3% | 15313.6879
C | Contigencies Charges (in INR) |  |  | @ | 3% | 15313.6879
D | Store Charges (in INR) |  |  | @ | 3% | 15313.6879
E | Transportation Cost (in INR) |  |  | @ | 4% | 20418.2505
F | T & P Cost (in INR) |  |  | @ | 2% | 10209.1252
G | Over head Cost (in INR) |  |  | @ | 10% | 51045.6262
H | Labour Cost (as per respective labour cost analysis sheet) (in INR) |  |  | Normal Soil |  | 105244.2735
|  |  |  | Rocky Soil |  | 109072.3744
I | TOTAL (I = A+B+C+D+E+F+G+H) (in INR) |  |  | Normal Soil |  | 743314.6014
|  |  |  | Rocky Soil |  | 747142.7024

## LT 95sq mm OH AB
1 KM LT Overhead Line on 8 mtr PSC Pole LT XLPE AB Cable 3Cx95+70mm2
Sr No. | Item Code | Description of item of Work | Unit | Qty. | Rate (in INR) | Amount (in INR)
1 | 165.1 | PSC Pole 200 KG W.L (8 mtr.) | Nos. | 25 | 2676.3844 | 66909.6108
2 | A.104 | LT XLPE AB Cable 3Cx95+70mm2 | KM | 1 | 283644.8033 | 283644.8033
3 | A.251 | Suspension Clamp Suitable for 35 -95 Sqmm Bare Messenger (Including 1 No. Suspension Clamp with Bracket + 1.5 Mtr SS Strap + 2 Nos. SS buckle) | Nos. | 23 | 437.34 | 10058.82
4 | A.257 | Dead End Clamp Suitable for 70 -95 Sqmm Bare Messenger (Including 1 No. Dead End Bracket + 1 No. Dead End + 1.5 Mtr SS Strap + 2 Nos. SS buckle) | Nos. | 2 | 542.87 | 1085.74
5 | 172.1 | LT Stay set complete (1700x16 mm) with stay wire 7/12 SWG | Set | 8 | 599.4796 | 4795.8364
6 | A.347 | Angle/side Stay Clamp ( 50x6 mm) for 8 mtr 200kg PSC Pole[GALVANIZED] | Pair | 16 | 107.9265 | 1726.824
7 | A.41 | LT Stay Insulator | Nos. | 8 | 9.3045 | 74.4356
8 | 19.1 | GI Stay Wire No. 7/10, 7/12, 7/14, 7/16 | KG | 100 | 73.1409 | 7314.0893
9 | 72.1 | Piercing Connector for LT AB Cable | Nos. | 60 | 102.2761 | 6136.5643
10 | A.246 | Satellite Connector | Nos. | 30 | 416.0505 | 12481.5139
11 | A.42 | LT AB Cable accessory, 1.1Mtr. Stainless steel strap IF207(20x0.7) | Mtrs. | 10 | 31.7478 | 317.4781
12 | A.247 | Buckle for strap | Nos. | 25 | 6.8787 | 171.9673
13 | A.240 | Pre insulated mid span joint suitable 95 mm2 Phases | Nos. | 3 | 132.0462 | 396.1387
14 | A.244 | Insulation Piercing Connector for DB charging | Nos. | 75 | 61.3791 | 4603.4329
15 | A.245 | Insulation piercing connector branching suitable for T Joints | Nos. | 75 | 97.4627 | 7309.7027
16 | A.48 | Spring loaded distribution Bus Bar insulated Box for fixing on pole suitable for AB XLPE Cable and three phase connection 1 incoming and out going 3 phase connection as per field requirement | Nos. | 25 | 1183.3858 | 29584.6442
17 | A.262 | Service main anchor clamp for proper support of service cable(4mm2 and 10 mm2) | Nos. | 25 | 63.4956 | 1587.3906
A | Sub Total (in INR) |  |  |  |  | 438198.9924
B | Sundries Charges including nut bolts, paint etc. (in INR) |  |  | @ | 3% | 13145.9698
C | Contigencies Charges (in INR) |  |  | @ | 3% | 13145.9698
D | Store Charges (in INR) |  |  | @ | 3% | 13145.9698
E | Transportation Cost (in INR) |  |  | @ | 4% | 17527.9597
F | T & P Cost (in INR) |  |  | @ | 2% | 8763.9798
G | Over head Cost (in INR) |  |  | @ | 10% | 43819.8992
H | Labour Cost (as per respective labour cost analysis sheet) (in INR) |  |  | Normal Soil |  | 118586.0833
|  |  |  | Rocky Soil |  | 123371.2095
I | TOTAL (I = A+B+C+D+E+F+G+H) (in INR) |  |  | Normal Soil |  | 666334.8239
|  |  |  | Rocky Soil |  | 671119.95

## LT 50sq mm OH AB
1 KM LT Overhead Line on 8 mtr PSC PoleLT XLPE AB Cable 3x50+1x25+1x35 (5 Wire)
Sr No. | Item Code | Description of item of Work | Unit | Qty. | Rate (in INR) | Amount (in INR)
1 | 165.1 | PSC Pole 200 KG W.L (8 mtr.) | Nos. | 25 | 2676.3844 | 66909.6108
2 | 29.3 | LT XLPE AB Cable 3x50+1x25+1x35 5 Wire | KMs | 1 | 130724.0344 | 130724.0344
3 | A.249 | Suspension Clamp Suitable for 25 -70 Sqmm BareMessenger (Including 1 No. Suspension Clamp with Bracket + 1.5 Mtr SS Strap + 2 Nos. SS buckle) | Nos. | 23 | 413.89 | 9519.47
4 | A.255 | Dead End Clamp Suitable for 25 -50 Sqmm Bare Messenger (Including 1 No. Dead End Bracket + 1 No. Dead End + 1.5 Mtr SS Strap + 2 Nos. SS buckle) | Nos. | 2 | 507.69 | 1015.38
5 | 172.1 | LT Stay set complete (1700x16 mm) with stay wire 7/12 SWG | Set | 8 | 599.4796 | 4795.8364
6 | A.347 | Angle/side Stay Clamp ( 50x6 mm) for 8 mtr 200kg PSC Pole[GALVANIZED] | Pair | 16 | 107.9265 | 1726.824
7 | A.41 | LT Stay Insulator | Nos. | 8 | 9.3045 | 74.4356
8 | 19.1 | GI Stay Wire No. 7/10, 7/12, 7/14, 7/16 | KG | 100 | 73.1409 | 7314.0893
9 | 72.1 | Piercing Connector for LT AB Cable | Nos. | 60 | 102.2761 | 6136.5643
10 | A.246 | Satellite Connector | Nos. | 30 | 416.0505 | 12481.5139
11 | A.42 | LT AB Cable accessory, 1.1Mtr. Stainless steel strap IF207(20x0.7) | Mtrs. | 10 | 31.7478 | 317.4781
12 | A.247 | Buckle for strap | Nos. | 25 | 6.8787 | 171.9673
13 | A.240 | Pre insulated mid span joint suitable 70 mm2 Phases | Nos. | 3 | 132.0462 | 396.1387
14 | A.244 | Insulation Piercing Connector for DB charging | Nos. | 75 | 61.3791 | 4603.4329
15 | A.245 | Insulation piercing connector branching suitable for T Joints | Nos. | 75 | 97.4627 | 7309.7027
16 | A.48 | Spring loaded distribution Bus Bar insulated Box for fixing on pole suitable for AB XLPE Cable and three phase connection 1 incoming and out going 3 phase connection as per field requirement | Nos. | 25 | 1183.3858 | 29584.6442
17 | A.262 | Service main anchor clamp for proper support of service cable(4mm2 and 10 mm2) | Nos. | 25 | 63.4956 | 1587.3906
A | Sub Total (in INR) |  |  |  |  | 284668.5135
B | Sundries Charges including nut bolts, paint etc. (in INR) |  |  | @ | 3% | 8540.0554
C | Contigencies Charges (in INR) |  |  | @ | 3% | 8540.0554
D | Store Charges (in INR) |  |  | @ | 3% | 8540.0554
E | Transportation Cost (in INR) |  |  | @ | 4% | 11386.7405
F | T & P Cost (in INR) |  |  | @ | 2% | 5693.3703
G | Over head Cost (in INR) |  |  | @ | 10% | 28466.8513
H | Labour Cost (as per respective labour cost analysis sheet) (in INR) |  |  | Normal Soil |  | 119757.0909
|  |  |  | Rocky Soil |  | 124542.2171
I | TOTAL (I = A+B+C+D+E+F+G+H) (in INR) |  |  | Normal Soil |  | 475592.7328
|  |  |  | Rocky Soil |  | 480377.8589

## 33kv 400sq mm D
1 KM 33kV HT Tenchless Double circuit cable laying 3 core, Armoured 400 sq mm with Hume pipe
Sr No. | Item Code | Description of item of Work | Unit | Qty. | Rate (in INR) | Amount (in INR)
1 | A.57 | 33 KV HT XLPE Cable 3 Core 400mm2 (Armoured) | KM | 2 | 2531585.947 | 5063171.894
2 | 146.1 | 33 KV 3-core XLPE UG cable Heat shrinkable straight through Jointing kit suitable for 400 mm2 | Set | 4 | 97068 | 388272
3 | 145.1 | 33 KV 3-core heat shrikable Indoor Cable termination kit for 400mm2 | Set | 1 | 28216 | 28216
4 | 144.1 | 33 KV 3-core heat shrinkable Out door type Cable termination kit for 400mm2 | Set | 1 | 45347 | 45347
5 | A.358 | GI Pipe 6" light duty HDPE Hume pipe (C-Class) | KM | 2 | 1203 | 2406
6 |  | Route & Joint Indicating | Nos. | 40 | 139 | 5560
A | Sub Total (in INR) |  |  |  |  | 5532972.894
B | Sundries Charges including nut bolts, paint etc. (in INR) |  |  | @ | 3% | 165989.1868
C | Contigencies Charges (in INR) |  |  | @ | 3% | 165989.1868
D | Store Charges (in INR) |  |  | @ | 3% | 165989.1868
E | Transportation Cost (in INR) |  |  | @ | 4% | 221318.9158
F | T & P Cost (in INR) |  |  | @ | 2% | 110659.4579
G | Over head Cost (in INR) |  |  | @ | 10% | 553297.2894
H | Labour Cost (as per respective labour cost analysis sheet) (in INR) |  |  | Normal Soil |  | 2691294.381
|  |  |  | Rocky Soil |  | 3620294.381
I | TOTAL (I = A+B+C+D+E+F+G+H) (in INR) |  |  | Normal Soil |  | 9607510.4986
|  |  |  | Rocky Soil |  | 10536510.4986

## 33kv 300sq mm D
1 KM 33kV HT Tenchless Double circuit cable laying 3 core, Armoured 300 sq mm with Hume pipe
Sr No. | Item Code | Description of item of Work | Unit | Qty. | Rate (in INR) | Amount (in INR)
1 | A.57 | 33 KV HT XLPE Cable 3 Core 300mm2 (Armoured) | KM | 2 | 1592843.4988 | 3185686.9977
2 | A.392 | 33 KV 3-core XLPE UG cable Heat shrinkable straight through Jointing kit suitable for 300 mm2 | Set | 4 | 86681 | 346724
3 | A.401 | 33 KV 3-core heat shrikable Indoor Cable termination kit for 300 mm2 | Set | 1 | 28216 | 28216
4 | A.396 | 33 KV 3-core heat shrinkable Out door type Cable termination kit for 300 mm2 | Set | 1 | 45347 | 45347
5 | A.358 | GI Pipe 6" light duty HDPE Hume pipe (C-Class) | KM | 2 | 1203 | 2406
6 |  | Route & Joint Indicating | Nos. | 40 | 139 | 5560
A | Sub Total (in INR) |  |  |  |  | 3613939.9977
B | Sundries Charges including nut bolts, paint etc. (in INR) |  |  | @ | 3% | 108418.1999
C | Contigencies Charges (in INR) |  |  | @ | 3% | 108418.1999
D | Store Charges (in INR) |  |  | @ | 3% | 108418.1999
E | Transportation Cost (in INR) |  |  | @ | 4% | 144557.5999
F | T & P Cost (in INR) |  |  | @ | 2% | 72278.8
G | Over head Cost (in INR) |  |  | @ | 10% | 361393.9998
H | Labour Cost (as per respective labour cost analysis sheet) (in INR) |  |  | Normal Soil |  | 2691294.381
|  |  |  | Rocky Soil |  | 3620294.381
I | TOTAL (I = A+B+C+D+E+F+G+H) (in INR) |  |  | Normal Soil |  | 7208719.3781
|  |  |  | Rocky Soil |  | 8137719.3781

## 33kv 185sq mm D
1 KM 33kV HT Tenchless Double circuit cable laying 3 core, Armoured 185 sq mm With Hume pipe
Sr No. | Item Code | Description of item of Work | Unit | Qty. | Rate (in INR) | Amount (in INR)
1 | A.56 | 33 KV HT XLPE Cable 3 Core 185mm2 (Armoured) | KM | 2 | 1249884.4874 | 2499768.9748
2 | A.393 | 33 KV 3-core XLPE UG cable Heat shrinkable straight through Jointing kit suitable for 185 mm2 | Set | 4 | 86681 | 346724
3 | A.402 | 33 KV 3-core heat shrikable Indoor Cable termination kit for 185 mm2 | Set | 1 | 24884 | 24884
4 | A.397 | 33 KV 3-core heat shrinkable Out door type Cable termination kit for 185 mm2 | Set | 1 | 34261 | 34261
5 | A.36 | GI Pipe 4" Heavy (C -Class) | KM | 2 | 944.6 | 1889.2
6 |  | Route & Joint Indicating | Nos. | 40 | 139 | 5560
A | Sub Total (in INR) |  |  |  |  | 2913087.1748
B | Sundries Charges including nut bolts, paint etc. (in INR) |  |  | @ | 3% | 87392.6152
C | Contigencies Charges (in INR) |  |  | @ | 3% | 87392.6152
D | Store Charges (in INR) |  |  | @ | 3% | 87392.6152
E | Transportation Cost (in INR) |  |  | @ | 4% | 116523.487
F | T & P Cost (in INR) |  |  | @ | 2% | 58261.7435
G | Over head Cost (in INR) |  |  | @ | 10% | 291308.7175
H | Labour Cost (as per respective labour cost analysis sheet) (in INR) |  |  | Normal Soil |  | 2192791.8966
|  |  |  | Rocky Soil |  | 2951791.8966
I | TOTAL (I = A+B+C+D+E+F+G+H) (in INR) |  |  | Normal Soil |  | 5834150.8652
|  |  |  | Rocky Soil |  | 6593150.8652

## 11kv 400sq mm D
1 KM 11kV HT Tenchless Double circuit cable laying 3 core, Armoured 400 sq mm With Hume pipe
Sr No. | Item Code | Description of item of Work | Unit | Qty. | Rate (in INR) | Amount (in INR)
1 | A.66 | 11 KV XLPE Cable 3 Core 400mm2 (Armoured) | KM | 2 | 1465992.3524 | 2931984.7048
2 | 148.1 | 11 KV 3-core heat shrinkable Straight through Cable Jointing kit 400 mm2 | Set | 4 | 13734 | 54936
3 | 147.1 | 11 KV 3-core heat shrinkable Indoor Cable Jointing kit 400 mm2 | Set | 1 | 13472 | 13472
4 | A.417 | 11 KV 3-core heat shrinkable Outdoor Cable Jointing kit 400 mm2 | Set | 1 | 20602 | 20602
5 | A.358 | GI Pipe 6" light dutyHDPE Hume pipe (C-Class) | KM | 2 | 1203 | 2406
6 |  | Route & Joint Indicating | Nos. | 40 | 139 | 5560
A | Sub Total (in INR) |  |  |  |  | 3028960.7048
B | Sundries Charges including nut bolts, paint etc. (in INR) |  |  | @ | 3% | 90868.8211
C | Contigencies Charges (in INR) |  |  | @ | 3% | 90868.8211
D | Store Charges (in INR) |  |  | @ | 3% | 90868.8211
E | Transportation Cost (in INR) |  |  | @ | 4% | 121158.4282
F | T & P Cost (in INR) |  |  | @ | 2% | 60579.2141
G | Over head Cost (in INR) |  |  | @ | 10% | 302896.0705
H | Labour Cost (as per respective labour cost analysis sheet) (in INR) |  |  | Normal Soil |  | 2685403.8975
|  |  |  | Rocky Soil |  | 3614403.8975
I | TOTAL (I = A+B+C+D+E+F+G+H) (in INR) |  |  | Normal Soil |  | 6471604.7785
|  |  |  | Rocky Soil |  | 7400604.7785

## 11kv 300sq mm D
1 KM 11kV HT Tenchless Double circuit cable laying 3 core, Armoured 300 sq mm With Hume pipe
Sr No. | Item Code | Description of item of Work | Unit | Qty. | Rate (in INR) | Amount (in INR)
1 | A.66 | 11 KV XLPE Cable 3 Core 300mm2 (Armoured) | KM | 2 | 1072644.5519 | 2145289.1038
2 | A.406 | 11 KV 3-core heat shrinkableStraight through Cable Jointing kit 300 mm2 | Set | 4 | 10773 | 43092
3 | A.412 | 11 KV 3-core heat shrinkable Indoor Cable Jointing kit 300 mm2 | Set | 1 | 11460 | 11460
4 | A.418 | 11 KV 3-core heat shrinkableOutdoor Cable Jointing kit 300 mm2 | Set | 1 | 20602 | 20602
5 | A.358 | GI Pipe 6" light dutyHDPE Hume pipe (C-Class) | KM | 2 | 1203 | 2406
6 |  | Route & Joint Indicating | Nos. | 40 | 139 | 5560
A | Sub Total (in INR) |  |  |  |  | 2228409.1038
B | Sundries Charges including nut bolts, paint etc. (in INR) |  |  | @ | 3% | 66852.2731
C | Contigencies Charges (in INR) |  |  | @ | 3% | 66852.2731
D | Store Charges (in INR) |  |  | @ | 3% | 66852.2731
E | Transportation Cost (in INR) |  |  | @ | 4% | 89136.3642
F | T & P Cost (in INR) |  |  | @ | 2% | 44568.1821
G | Over head Cost (in INR) |  |  | @ | 10% | 222840.9104
H | Labour Cost (as per respective labour cost analysis sheet) (in INR) |  |  | Normal Soil |  | 2671523.9064
|  |  |  | Rocky Soil |  | 3600523.9064
I | TOTAL (I = A+B+C+D+E+F+G+H) (in INR) |  |  | Normal Soil |  | 5457035.2861
|  |  |  | Rocky Soil |  | 6386035.2861

## 11kv 185sq mm D
1 KM 11kV HT Tenchless Double circuit cable laying 3 core, Armoured 185 sq mm With Hume pipe
Sr No. | Item Code | Description of item of Work | Unit | Qty. | Rate (in INR) | Amount (in INR)
1 | A.65 | 11 KV XLPE Cable 3 Core 185mm2 (Armoured) | KM | 2 | 830169.3467 | 1660338.6934
2 | A.408 | 11 KV 3-core heat shrinkable Straight through Cable Jointing kit 185 mm2 | Set | 4 | 10773 | 43092
3 | A.414 | 11 KV 3-core heat shrinkable Indoor Cable Jointing kit 185 mm2 | Set | 1 | 11460 | 11460
4 | A.420 | 11 KV 3-core heat shrinkableOutdoor Cable Jointing kit 185 mm2 | Set | 1 | 18101 | 18101
5 | A.36 | GI Pipe 4" Heavy (C -Class) | KM | 2 | 944.6 | 1889.2
6 |  | Route & Joint Indicating | Nos. | 40 | 139 | 5560
A | Sub Total (in INR) |  |  |  |  | 1740440.8934
B | Sundries Charges including nut bolts, paint etc. (in INR) |  |  | @ | 3% | 52213.2268
C | Contigencies Charges (in INR) |  |  | @ | 3% | 52213.2268
D | Store Charges (in INR) |  |  | @ | 3% | 52213.2268
E | Transportation Cost (in INR) |  |  | @ | 4% | 69617.6357
F | T & P Cost (in INR) |  |  | @ | 2% | 34808.8179
G | Over head Cost (in INR) |  |  | @ | 10% | 174044.0893
H | Labour Cost (as per respective labour cost analysis sheet) (in INR) |  |  | Normal Soil |  | 2159479.918
|  |  |  | Rocky Soil |  | 2918479.918
I | TOTAL (I = A+B+C+D+E+F+G+H) (in INR) |  |  | Normal Soil |  | 4335031.0347
|  |  |  | Rocky Soil |  | 5094031.0347

## 33kv 400sq mm
1 KM 33kV HT Tenchless cable laying 3 core, Armoured 400 sq mm with Hume pipe
Sr No. | Item Code | Description of item of Work | Unit | Qty. | Rate (in INR) | Amount (in INR)
1 | A.50 | 33 KV HT XLPE Cable 3 core 400 sq mm (Armoured) | KM | 1 | 2531585.947 | 2531585.947
2 | 146.1 | 33 KV 3-core XLPE UG cable Heat shrinkable straight through Jointing kit suitable for 400 mm2 | Set | 4 | 97068 | 388272
3 | 145.1 | 33 KV 3-core heat shrikable Indoor Cable termination kit for 400mm2 | Set | 1 | 28216 | 28216
4 | 144.1 | 33 KV 3-core heat shrinkable Out door type Cable termination kit for 400mm2 | Set | 1 | 45347 | 45347
5 | A.358 | GI Pipe 6" light duty HDPE Hume pipe (C-Class) | KM | 1 | 1203 | 1203
6 |  | Route & Joint Indicating | Nos. | 20 | 139 | 2780
A | Sub Total (in INR) |  |  |  |  | 2997403.947
B | Sundries Charges including nut bolts, paint etc. (in INR) |  |  | @ | 3% | 89922.1184
C | Contigencies Charges (in INR) |  |  | @ | 3% | 89922.1184
D | Store Charges (in INR) |  |  | @ | 3% | 89922.1184
E | Transportation Cost (in INR) |  |  | @ | 4% | 119896.1579
F | T & P Cost (in INR) |  |  | @ | 2% | 59948.0789
G | Over head Cost (in INR) |  |  | @ | 10% | 299740.3947
H | Labour Cost (as per respective labour cost analysis sheet) (in INR) |  |  | Normal Soil |  | 1351246.4996
|  |  |  | Rocky Soil |  | 1815746.4996
I | TOTAL (I = A+B+C+D+E+F+G+H) (in INR) |  |  | Normal Soil |  | 5098001.4334
|  |  |  | Rocky Soil |  | 5562501.4334

## 33kv 300sq mm
1 KM 33kV HT Tenchless cable laying 3 core, Armoured 300 sq mm with Hume pipe
Sr No. | Item Code | Description of item of Work | Unit | Qty. | Rate (in INR) | Amount (in INR)
1 | A.57 | 33 KV HT XLPE Cable 3 Core 300mm2 (Armoured) | KM | 1 | 1592843.4988 | 1592843.4988
2 | A.392 | 33 KV 3-core XLPE UG cable Heat shrinkable straight through Jointing kit suitable for 300 mm2 | Set | 4 | 86681 | 346724
3 | A.401 | 33 KV 3-core heat shrikable Indoor Cable termination kit for 300 mm2 | Set | 1 | 28216 | 28216
4 | A.396 | 33 KV 3-core heat shrinkable Out door type Cable termination kit for 300 mm2 | Set | 1 | 45347 | 45347
5 | A.358 | GI Pipe 6" light duty HDPE Hume pipe (C-Class) | KM | 1 | 1203 | 1203
6 |  | Route & Joint Indicating | Nos. | 20 | 139 | 2780
A | Sub Total (in INR) |  |  |  |  | 2017113.4988
B | Sundries Charges including nut bolts, paint etc. (in INR) |  |  | @ | 3% | 60513.405
C | Contigencies Charges (in INR) |  |  | @ | 3% | 60513.405
D | Store Charges (in INR) |  |  | @ | 3% | 60513.405
E | Transportation Cost (in INR) |  |  | @ | 4% | 80684.54
F | T & P Cost (in INR) |  |  | @ | 2% | 40342.27
G | Over head Cost (in INR) |  |  | @ | 10% | 201711.3499
H | Labour Cost (as per respective labour cost analysis sheet) (in INR) |  |  | Normal Soil |  | 1351246.4996
|  |  |  | Rocky Soil |  | 1815746.4996
I | TOTAL (I = A+B+C+D+E+F+G+H) (in INR) |  |  | Normal Soil |  | 3872638.3731
|  |  |  | Rocky Soil |  | 4337138.3731

## 33kv 185sq mm
1 KM 33kV HT Tenchless cable laying 3 core, Armoured 185 sq mm With Hume pipe
Sr No. | Item Code | Description of item of Work | Unit | Qty. | Rate (in INR) | Amount (in INR)
1 | A.56 | 33 KV HT XLPE Cable 3 Core 185mm2 (Armoured) | KM | 1 | 1249884.4874 | 1249884.4874
2 | A.393 | 33 KV 3-core XLPE UG cable Heat shrinkable straight through Jointing kit suitable for 185 mm2 | Set | 4 | 86681 | 346724
3 | A.402 | 33 KV 3-core heat shrikable Indoor Cable termination kit for 185 mm2 | Set | 1 | 24884 | 24884
4 | A.397 | 33 KV 3-core heat shrinkable Out door type Cable termination kit for 185 mm2 | Set | 1 | 34261 | 34261
5 | A.36 | GI Pipe 4" Heavy (C -Class) | KM | 1 | 944.6 | 944.6
6 |  | Route & Joint Indicating | Nos. | 20 | 139 | 2780
A | Sub Total (in INR) |  |  |  |  | 1659478.0874
B | Sundries Charges including nut bolts, paint etc. (in INR) |  |  | @ | 3% | 49784.3426
C | Contigencies Charges (in INR) |  |  | @ | 3% | 49784.3426
D | Store Charges (in INR) |  |  | @ | 3% | 49784.3426
E | Transportation Cost (in INR) |  |  | @ | 4% | 66379.1235
F | T & P Cost (in INR) |  |  | @ | 2% | 33189.5617
G | Over head Cost (in INR) |  |  | @ | 10% | 165947.8087
H | Labour Cost (as per respective labour cost analysis sheet) (in INR) |  |  | Normal Soil |  | 1101995.2574
|  |  |  | Rocky Soil |  | 1481495.2574
I | TOTAL (I = A+B+C+D+E+F+G+H) (in INR) |  |  | Normal Soil |  | 3176342.8667
|  |  |  | Rocky Soil |  | 3555842.8667

## 11kv 400sq mm
1 KM 11kV HT Tenchless cable laying 3 core, Armoured 400 sq mm With Hume pipe
Sr No. | Item Code | Description of item of Work | Unit | Qty. | Rate (in INR) | Amount (in INR)
1 | A.231 | 11 KV XLPE Cable 3 core 400mm2 (Armoured) | KM | 1 | 1465992.3524 | 1465992.3524
2 | 148.1 | 11 KV 3-core heat shrinkable Straight through Cable Jointing kit 400 mm2 | Set | 4 | 13734 | 54936
3 | 147.1 | 11 KV 3-core heat shrinkable Indoor Cable Jointing kit 400 mm2 | Set | 1 | 13472 | 13472
4 | A.417 | 11 KV 3-core heat shrinkable Outdoor Cable Jointing kit 400 mm2 | Set | 1 | 20602 | 20602
5 | A.358 | GI Pipe 6" light dutyHDPE Hume pipe (C-Class) | KM | 1 | 1203 | 1203
6 |  | Route & Joint Indicating | Nos. | 20 | 139 | 2780
A | Sub Total (in INR) |  |  |  |  | 1558985.3524
B | Sundries Charges including nut bolts, paint etc. (in INR) |  |  | @ | 3% | 46769.5606
C | Contigencies Charges (in INR) |  |  | @ | 3% | 46769.5606
D | Store Charges (in INR) |  |  | @ | 3% | 46769.5606
E | Transportation Cost (in INR) |  |  | @ | 4% | 62359.4141
F | T & P Cost (in INR) |  |  | @ | 2% | 31179.707
G | Over head Cost (in INR) |  |  | @ | 10% | 155898.5352
H | Labour Cost (as per respective labour cost analysis sheet) (in INR) |  |  | Normal Soil |  | 1348301.2578
|  |  |  | Rocky Soil |  | 1812801.2578
I | TOTAL (I = A+B+C+D+E+F+G+H) (in INR) |  |  | Normal Soil |  | 3297032.9483
|  |  |  | Rocky Soil |  | 3761532.9483

## 11kv 300sq mm
1 KM 11kV HT Tenchless cable laying 3 core, Armoured 300 sq mm With Hume pipe
Sr No. | Item Code | Description of item of Work | Unit | Qty. | Rate (in INR) | Amount (in INR)
1 | A.66 | 11 KV XLPE Cable 3 Core 300mm2 (Armoured) | KM | 1 | 1072644.5519 | 1072644.5519
2 | A.406 | 11 KV 3-core heat shrinkableStraight through Cable Jointing kit 300 mm2 | Set | 4 | 10773 | 43092
3 | A.412 | 11 KV 3-core heat shrinkable Indoor Cable Jointing kit 300 mm2 | Set | 1 | 11460 | 11460
4 | A.418 | 11 KV 3-core heat shrinkableOutdoor Cable Jointing kit 300 mm2 | Set | 1 | 20602 | 20602
5 | A.358 | GI Pipe 6" light dutyHDPE Hume pipe (C-Class) | KM | 1 | 1203 | 1203
6 |  | Route & Joint Indicating | Nos. | 20 | 139 | 2780
A | Sub Total (in INR) |  |  |  |  | 1151781.5519
B | Sundries Charges including nut bolts, paint etc. (in INR) |  |  | @ | 3% | 34553.4466
C | Contigencies Charges (in INR) |  |  | @ | 3% | 34553.4466
D | Store Charges (in INR) |  |  | @ | 3% | 34553.4466
E | Transportation Cost (in INR) |  |  | @ | 4% | 46071.2621
F | T & P Cost (in INR) |  |  | @ | 2% | 23035.631
G | Over head Cost (in INR) |  |  | @ | 10% | 115178.1552
H | Labour Cost (as per respective labour cost analysis sheet) (in INR) |  |  | Normal Soil |  | 1341361.2623
|  |  |  | Rocky Soil |  | 1805861.2623
I | TOTAL (I = A+B+C+D+E+F+G+H) (in INR) |  |  | Normal Soil |  | 2781088.2022
|  |  |  | Rocky Soil |  | 3245588.2022

## 11kv 185sq mm
1 KM 11kV HT Tenchless cable laying 3 core, Armoured 185 sq mm With Hume pipe
Sr No. | Item Code | Description of item of Work | Unit | Qty. | Rate (in INR) | Amount (in INR)
1 | A.65 | 11 KV XLPE Cable 3 Core 185mm2 (Armoured) | KM | 1 | 830169.3467 | 830169.3467
2 | A.408 | 11 KV 3-core heat shrinkable Straight through Cable Jointing kit 185 mm2 | Set | 4 | 10773 | 43092
3 | A.414 | 11 KV 3-core heat shrinkable Indoor Cable Jointing kit 185 mm2 | Set | 1 | 11460 | 11460
4 | A.420 | 11 KV 3-core heat shrinkableOutdoor Cable Jointing kit 185 mm2 | Set | 1 | 18101 | 18101
5 | A.36 | GI Pipe 4" Heavy (C -Class) | KM | 1 | 944.6 | 944.6
6 |  | Route & Joint Indicating | Nos. | 20 | 139 | 2780
A | Sub Total (in INR) |  |  |  |  | 906546.9467
B | Sundries Charges including nut bolts, paint etc. (in INR) |  |  | @ | 3% | 27196.4084
C | Contigencies Charges (in INR) |  |  | @ | 3% | 27196.4084
D | Store Charges (in INR) |  |  | @ | 3% | 27196.4084
E | Transportation Cost (in INR) |  |  | @ | 4% | 36261.8779
F | T & P Cost (in INR) |  |  | @ | 2% | 18130.9389
G | Over head Cost (in INR) |  |  | @ | 10% | 90654.6947
H | Labour Cost (as per respective labour cost analysis sheet) (in INR) |  |  | Normal Soil |  | 1085339.2681
|  |  |  | Rocky Soil |  | 1464839.2681
I | TOTAL (I = A+B+C+D+E+F+G+H) (in INR) |  |  | Normal Soil |  | 2218522.9514
|  |  |  | Rocky Soil |  | 2598022.9514

## 33kv 300sq mm Trench
1 KM 33kV HT Double Circuit cable laying using Trench 3 core, Armoured 300 sq mm
Sr No. | Item Code | Description of item of Work | Unit | Qty. | Rate (in INR) | Amount (in INR)
1 | A.57 | 33 KV HT XLPE Cable 3 Core 300mm2 (Armoured) | KM | 2 | 1592843.4988 | 3185686.9977
2 | A.392 | 33 KV 3-core XLPE UG cable Heat shrinkable straight through Jointing kit suitable for 300 mm2 | Nos. | 8 | 86681 | 693448
3 | A.401 | 33 KV 3-core heat shrikable Indoor Cable termination kit for 300 mm2 | Nos. | 2 | 28216 | 56432
4 | A.396 | 33 KV 3-core heat shrinkable Out door type Cable termination kit for 300 mm2 | Nos. | 2 | 45347 | 90694
5 | A.358 | GI Pipe 6" light duty HDPE Hume pipe (C-Class) | KM | 2 | 1203 | 2406
6 |  | Route & Joint Indicating | Nos. | 20 | 139 | 2780
A | Sub Total (in INR) |  |  |  |  | 4031446.9977
B | Sundries Charges including nut bolts, paint etc. (in INR) |  |  | @ | 3% | 120943.4099
C | Contigencies Charges (in INR) |  |  | @ | 3% | 120943.4099
D | Store Charges (in INR) |  |  | @ | 3% | 120943.4099
E | Transportation Cost (in INR) |  |  | @ | 4% | 161257.8799
F | T & P Cost (in INR) |  |  | @ | 2% | 80628.94
G | Over head Cost (in INR) |  |  | @ | 10% | 403144.6998
H | Labour Cost (as per respective labour cost analysis sheet) (in INR) |  |  | Normal Soil |  | 481204.9992
|  |  |  | Rocky Soil |  | 510004.9992
I | TOTAL (I = A+B+C+D+E+F+G+H) (in INR) |  |  | Normal Soil |  | 5520513.7463
|  |  |  | Rocky Soil |  | 5549313.7463

## 33kv 185sq mm Trench
1 KM 33kV HT Double Circuit cable laying using Trench 3 core, Armoured 185 sq mm
Sr No. | Item Code | Description of item of Work | Unit | Qty. | Rate (in INR) | Amount (in INR)
1 | A.56 | 33 KV HT XLPE Cable 3 Core 185mm2 (Armoured) | KM | 2 | 1249884.4874 | 2499768.9748
2 | A.393 | 33 KV 3-core XLPE UG cable Heat shrinkable straight through Jointing kit suitable for 185 mm2 | Nos. | 8 | 86681 | 693448
3 | A.402 | 33 KV 3-core heat shrikable Indoor Cable termination kit for 185 mm2 | Nos. | 2 | 24884 | 49768
4 | A.397 | 33 KV 3-core heat shrinkable Out door type Cable termination kit for 185 mm2 | Nos. | 2 | 34261 | 68522
5 | A.36 | GI Pipe 4" Heavy (C -Class) | KM | 2 | 944.6 | 1889.2
6 |  | Route & Joint Indicating | Nos. | 20 | 139 | 2780
A | Sub Total (in INR) |  |  |  |  | 3316176.1748
B | Sundries Charges including nut bolts, paint etc. (in INR) |  |  | @ | 3% | 99485.2852
C | Contigencies Charges (in INR) |  |  | @ | 3% | 99485.2852
D | Store Charges (in INR) |  |  | @ | 3% | 99485.2852
E | Transportation Cost (in INR) |  |  | @ | 4% | 132647.047
F | T & P Cost (in INR) |  |  | @ | 2% | 66323.5235
G | Over head Cost (in INR) |  |  | @ | 10% | 331617.6175
H | Labour Cost (as per respective labour cost analysis sheet) (in INR) |  |  | Normal Soil |  | 465503.8966
|  |  |  | Rocky Soil |  | 494303.8966
I | TOTAL (I = A+B+C+D+E+F+G+H) (in INR) |  |  | Normal Soil |  | 4610724.1152
|  |  |  | Rocky Soil |  | 4639524.1152

## 11kv 300sq mm Trench
1 KM 11kV HT Double Circuit cable laying using Trench 3 core, Armoured 300 sq mm
Sr No. | Item Code | Description of item of Work | Unit | Qty. | Rate (in INR) | Amount (in INR)
1 | A.66 | 11 KV XLPE Cable 3 Core 300mm2 (Armoured) | KM | 2 | 1072644.5519 | 2145289.1038
2 | A.406 | 11 KV 3-core heat shrinkableStraight through Cable Jointing kit 300 mm2 | Nos. | 8 | 10773 | 86184
3 | A.412 | 11 KV 3-core heat shrinkable Indoor Cable Jointing kit 300 mm2 | Nos. | 2 | 11460 | 22920
4 | A.418 | 11 KV 3-core heat shrinkableOutdoor Cable Jointing kit 300 mm2 | Nos. | 2 | 20602 | 41204
5 | A.358 | GI Pipe 6" light dutyHDPE Hume pipe (C-Class) | KM | 2 | 1203 | 2406
6 |  | Route & Joint Indicating | Nos. | 20 | 139 | 2780
A | Sub Total (in INR) |  |  |  |  | 2300783.1038
B | Sundries Charges including nut bolts, paint etc. (in INR) |  |  | @ | 3% | 69023.4931
C | Contigencies Charges (in INR) |  |  | @ | 3% | 69023.4931
D | Store Charges (in INR) |  |  | @ | 3% | 69023.4931
E | Transportation Cost (in INR) |  |  | @ | 4% | 92031.3242
F | T & P Cost (in INR) |  |  | @ | 2% | 46015.6621
G | Over head Cost (in INR) |  |  | @ | 10% | 230078.3104
H | Labour Cost (as per respective labour cost analysis sheet) (in INR) |  |  | Normal Soil |  | 450235.9064
|  |  |  | Rocky Soil |  | 479035.9064
I | TOTAL (I = A+B+C+D+E+F+G+H) (in INR) |  |  | Normal Soil |  | 3326214.7861
|  |  |  | Rocky Soil |  | 3355014.7861

## 11kv 185sq mm Trench
1 KM 11kV HT Double Circuit cable laying using Trench 3 core, Armoured 185 sq mm
Sr No. | Item Code | Description of item of Work | Unit | Qty. | Rate (in INR) | Amount (in INR)
1 | A.65 | 11 KV XLPE Cable 3 Core 185mm2 (Armoured) | KM | 2 | 830169.3467 | 1660338.6934
2 | A.408 | 11 KV 3-core heat shrinkable Straight through Cable Jointing kit 185 mm2 | Nos. | 8 | 10773 | 86184
3 | A.414 | 11 KV 3-core heat shrinkable Indoor Cable Jointing kit 185 mm2 | Nos. | 2 | 11460 | 22920
4 | A.420 | 11 KV 3-core heat shrinkableOutdoor Cable Jointing kit 185 mm2 | Nos. | 2 | 18101 | 36202
5 | A.36 | GI Pipe 4" Heavy (C -Class) | KM | 2 | 944.6 | 1889.2
6 |  | Route & Joint Indicating | Nos. | 20 | 139 | 2780
A | Sub Total (in INR) |  |  |  |  | 1810313.8934
B | Sundries Charges including nut bolts, paint etc. (in INR) |  |  | @ | 3% | 54309.4168
C | Contigencies Charges (in INR) |  |  | @ | 3% | 54309.4168
D | Store Charges (in INR) |  |  | @ | 3% | 54309.4168
E | Transportation Cost (in INR) |  |  | @ | 4% | 72412.5557
F | T & P Cost (in INR) |  |  | @ | 2% | 36206.2779
G | Over head Cost (in INR) |  |  | @ | 10% | 181031.3893
H | Labour Cost (as per respective labour cost analysis sheet) (in INR) |  |  | Normal Soil |  | 432191.918
|  |  |  | Rocky Soil |  | 460991.918
I | TOTAL (I = A+B+C+D+E+F+G+H) (in INR) |  |  | Normal Soil |  | 2695084.2847
|  |  |  | Rocky Soil |  | 2723884.2847